## Инструкция
Описание формата ЦИМС (24 апреля 2019)
Пример ввода тестовых данных по технологии ЦИМС
Цель
«Электронный обмен информацией о строительных работах» или электронная таблица ЦИМС заменяет представление нескольких копий бумажных документов, предоставленных при завершении строительных проектов, набором небольших форматов переносимых документов (PDF) или другими соответствующими форматированными файлами. Данные, требуемые ЦИМС, представляют собой ту же информацию, которая требуется в настоящее время в спецификациях передачи проекта. Рабочие листы в этой электронной таблице связывают файлы и некоторые ограниченные данные, извлеченные из файлов, с оборудованием, установленным в здании, и пространствами, где установлено оборудование.
Применимость
Электронная таблица дополняет Методику ЦИМС
Ответственность
ЦИМС предназначен для обеспечения возможности сбора информации о проекте в ходе проекта. Как результат, не все данные должны быть воссозданы при завершении проекта. В приведенном ниже разделе «Схема» указаны примеры рабочих листов . Указанные авторские рекомендации могут быть заменены конкретными требованиями договора.
Завершенность
Если электронная таблица не используется для отслеживания заявок по строительству, тогда листы 10, 11 и 13 не заполняются.
Схема
01-Контакт
| Номер | Имя | Содержание | Авторы
| 1 | Контакт | Список всех участников проекта | Все
Листы , полученные на основе ПСД
| Номер | Имя | Содержание | Авторы
| 2 | Объект | Идентификация объекта (ов), на которые есть ссылка в файле | Проектировщик
| 3 | Этаж | Наименование и количество этажей | Проектировщик
| 4 | Помещения | Список помещений по этажам | Проектировщик
|  | Зона | Перечень зон в здании | Проектировщик
|  | Тип | Тип оборудования | Проектировщик
| 5 | Система | Перечень систем, которые будут учитываться при строительстве | Проектировщик
| 6 | Регистрация | Регистрация метериалов, оборудование и т.д., переданных на рассмотрение | Проектировщик
| 7 | Компонент | Уникальные номера оборудования и материалов | Проектировщик
| 8 | Атрибут | Свойства объектов | Проектировщик
| 9 | Координаты | Расположение компонентов в пространстве | Проектировщик
Рабочие листы
| Номер | Имя | Содержание | Авторы
| 10 | План | План работ по строительству на основе перечня систем | Contractor
| 11 | Документ | Ссылки на документы | Contr./Mfg
| 12 | Передача | Регистрация процесса передачи объектов, элементов, материала | Contractor
| 13 | Статус | Статус утрверждения передачи/отправки | Owner Rep.
Монтаж
| Номер | Имя | Содержание | Авторы
| 14 | Монтаж | Расположение и серийные номера установленных компонентов | Contr./Mfg
| 15 | Инструкция | Инструкции по установке компонентов | Contr./Mfg
| 16 | Гарантия | Информация о гарантии для комплектов / или компонентов | Contr./Mfg
| 17 | Spare | Изменения о заказе компонентов | Contr./Mfg
Ввод в эксплуатацию
| Номер | Имя | Содержание | Авторы
| 18 | Инструкция | Инструкции по установке | Contr./Mfg
| 19 | Тестирование | Результаты тестов систем, компонент | Contractor
| 20 | Сертификация | Сертификаты | Contr./Mfg
Ресурсы план работ
| Номер | Имя | Содержание | Авторы
| 21 | Материал | Материалы, необходимые для выполнения задания | Contr./Mfg
| 22 | Инструменты | Инструменты, необходимые для выполнения задания | Contr./Mfg
| 23 | Обучение | Курсы, необходимые для выполнения задания | Contr./Mfg
Задачи плана работ
| Номер | Имя | Содержание | Авторы
| 24 | PM | Определяет задачи | Contr./Mfg
| 25 | Безопасность | Соблюдение требований безопасности | Contr./Mfg
| 26 | Несправности | Процедуры устранения неисправностей при техническом обслуживании | Contr./Mfg
| 27 | Старт | Начало процедур | Contr./Mfg
| 28 | Окончание | Окнчание процедур | Contr./Mfg
| 29 | Безопасность | Аварийные рабочие процедуры | Contr./Mfg
About This Spreasheet
Данная ЦИМС является Приложением к Методике и Инструкции по преобразованию проектной и рабочей документации в упрощенную модель хранения и обработки данных на этапе строительства жилых объектов гражданского назначения
Цветовая легенда
| текст | Жёлтый - графы, обязательные для заполнения
| текст | Зелёный - обязательно для заполнения, если определено техническими условиями
| текст | Фиолетовый - внешняя ссылка
| текст | Оранжевый - ссылка на другую графу или список выбора
| текст | Список поиска, созданный по стандарту, соглашению или в виде списка ссылочных ключей (только для чтения)
| текст | Рабочий лист не применим для целей данного обмена информацией
Copyright Evgeny Makarov , 2019

## 01-Контакт
ContactID | ContactRole | ExternalSystemName | ExternalNameID | ExternalOfficeID | GivenName | FamilyName | OfficeName | OfficeDepartment | OfficeOrganizationCode | AddressStreet | AddressPostalBox | AddressTown | AddressStateRegion | AddressPostalCode | AddressCountry | ContactPhone | ContactFax | ContactEmail | CreatedBy | CreatedDate | CreatedTime | ReplacesID | Withdrawn | ContactIDPick
1 | 34-25 21 00 Архитектор |  |  |  | Иван | Воронов | ЛАД |  |  | ул. Горького |  | Нижний Новгород | НО | 603001 | Россия | 123-45-22 |  | иван@lad24.com | 1,Иванов,Иван,ЛАД | 2019-07-05 12:24 | 43651.5165 | 1,Воронов,Иван,ЛАД | No | 1,Воронов,Иван,ЛАД

## 02-Объект
FacilityID | ExternalSystemName | ExternalNameID | FacilityName | FacilityDescription | CreatedBy | CreatedDate | CreatedTime | ReplacesID | Withdrawn | FacilityIDPick
1 |  |  | Жилой дом по ул. Горького д. 35 стр. 1 | Жилой дом по ул. Горького д. 35 стр. 1 | 1,Воронов,Иван,ЛАД | 2019-07-05 12:24 | 43651.5165 | 1,Многоквартирный жилой дом | No | 1,Жилой дом по ул. Горького д. 35 стр. 1

## 03-Этажи
FloorID | FacilityIDPick | FloorReferenceID | ExternalSystemName | ExternalNameID | FloorName | FloorDescription | FloorElevation | FloorElevationUnits | FloorTotalHeight | FloorTotalHeightUnits | ExteriorGrossArea | ExteriorGrossAreaUnit | InteriorGrossArea | InteriorGrossAreaUnit | PlannableGrossArea | PlannableGrossAreaUnit | RentableAreaUsableArea | RentableAreaUsableAreaUnits | InteriorPlannableArea | InteriorPlannableAreaUnits | CalculationMethod | CreatedBy | CreatedDate | CreatedTime | ReplacesID | Withdrawn | FloorIDPick
1 | 1,Жилой дом по ул. Горького д. 35 стр. 1 | 1,Паркинг |  |  | Фундамент | Фундамент | -1 | м | 2.8 | м | 1200 | м2 |  | м2 |  | м2 |  | м2 |  | м2 | Не определено | 1,Иванов,Иван,ЛАД | 2019-07-05 12:24 | 43651.5165 | 1,Фундамент | No | 1,Фундамент
2 | 1,Жилой дом по ул. Горького д. 35 стр. 1 | 3,2 этаж |  |  | Паркинг | Паркинг | 0 | м | 2.8 | м | 900 | м2 |  | м2 |  | м2 |  | м2 |  | м2 | Не определено | 1,Иванов,Иван,ЛАД | 2019-07-05 12:24 | 43651.5165 | 2,Паркинг | No | 2,Паркинг
3 | 1,Жилой дом по ул. Горького д. 35 стр. 1 | 4,3 этаж |  |  | 1 этаж | 1 этаж | 1 | м | 2.8 | м | 1000 | м2 |  | м2 |  | м2 |  | м2 |  | м2 | Не определено | 1,Иванов,Иван,ЛАД | 2019-07-05 12:24 | 43651.5165 | 3,1 этаж | No | 3,1 этаж
4 | 1,Жилой дом по ул. Горького д. 35 стр. 1 | 5,4 этаж |  |  | 2 этаж | 2 этаж | 2 | м | 2.8 | м | 1000 | м2 |  | м2 |  | м2 |  | м2 |  | м2 | Не определено | 1,Иванов,Иван,ЛАД | 2019-07-05 12:24 | 43651.5165 | 4,2 этаж | No | 4,2 этаж
5 | 1,Жилой дом по ул. Горького д. 35 стр. 1 | 6,5 этаж |  |  | 3 этаж | 3 этаж | 3 | м | 2.8 | м | 1000 | м2 |  | м2 |  | м2 |  | м2 |  | м2 | Не определено | 1,Иванов,Иван,ЛАД | 2019-07-05 12:24 | 43651.5165 | 5,3 этаж | No | 5,3 этаж
6 | 1,Жилой дом по ул. Горького д. 35 стр. 1 | 7,6 этаж |  |  | Крыша | Крыша | 4 | м | 2.8 | м | 1000 | м2 |  | м2 |  | м2 |  | м2 |  | м2 | Не определено | 1,Иванов,Иван,ЛАД | 2019-07-05 12:24 | 43651.5165 | 6,Крыша | No | 6,Крыша

## 04-Помещения
SpaceID | FloorIDPick | SpaceFunction | SpaceReferenceID | ExternalSystemName | ExternalNameID | SpaceNumber | SpaceName | SpaceDescription | SpaceUsableHeight | SpaceUsableHeightUnits | ExteriorGrossArea | ExteriorGrossAreaUnit | InteriorGrossArea | InteriorGrossAreaUnit | PlannableGrossArea | PlannableGrossAreaUnit | RentableAreaUsableArea | RentableAreaUsableAreaUnits | InteriorPlannableArea | InteriorPlannableAreaUnits | CalculationMethod | CreatedBy | CreatedDate | CreatedTime | ReplacesID | Withdrawn | SpaceIDPick
1 | 2,Паркинг | 13-11 00 00 Interaction Spaces |  |  |  | 001 | Паркинг | Подземная автостоянка | 2.8 | м | 900 | м2 |  | м2 |  | м2 |  | м2 |  | м2 | Не определено | 1,Воронов,Иван,ЛАД | 2019-07-05 12:24 | 43651.5165 | 2-2,Паркинг/002/Паркинг | No | 1-2,Паркинг/001/Паркинг
2 | 3,1 этаж | 13-11 00 00 Interaction Spaces |  |  |  | 002 | Офис № 356 | Офисное помещение | 2.8 | м | 400 | м2 |  | м2 |  | м2 |  | м2 |  | м2 | Не определено | 1,Воронов,Иван,ЛАД | 2019-07-05 12:24 | 43651.5165 | 3-3,1 этаж/003/Офис № 356 | No | 2-3,1 этаж/002/Офис № 356
3 | 3,1 этаж | 13-11 00 00 Interaction Spaces |  |  |  | 003 | Офис № 357 | Офисное помещение | 2.8 | м | 300 | м2 |  | м2 |  | м2 |  | м2 |  | м2 | Не определено | 1,Воронов,Иван,ЛАД | 2019-07-05 12:24 | 43651.5165 | 4-3,1 этаж/004/Офис № 357 | No | 3-3,1 этаж/003/Офис № 357
4 | 3,1 этаж | 13-11 00 00 Interaction Spaces |  |  |  | 004 | Офис № 358 | Офисное помещение | 2.8 | м | 300 | м2 |  | м2 |  | м2 |  | м2 |  | м2 | Не определено | 1,Воронов,Иван,ЛАД | 2019-07-05 12:24 | 43651.5165 | 5-3,1 этаж/005/Офис № 358 | No | 4-3,1 этаж/004/Офис № 358
5 | 4,2 этаж | 13-11 00 00 Interaction Spaces |  |  |  | 005 | Квартира № 51 | Жилье | 2.8 | м | 200 | м2 |  | м2 |  | м2 |  | м2 |  | м2 | Не определено | 1,Воронов,Иван,ЛАД | 2019-07-05 12:24 | 43651.5165 | 6-4,2 этаж/006/Квартира № 51 | No | 5-4,2 этаж/005/Квартира № 51
6 | 4,2 этаж | 13-11 00 00 Interaction Spaces |  |  |  | 006 | Кваритра № 52 | Жилье | 2.8 | м | 200 | м2 |  | м2 |  | м2 |  | м2 |  | м2 | Не определено | 1,Воронов,Иван,ЛАД | 2019-07-05 12:24 | 43651.5165 | 7-4,2 этаж/007/Кваритра № 52 | No | 6-4,2 этаж/006/Кваритра № 52
7 | 4,2 этаж | 13-11 00 00 Interaction Spaces |  |  |  | 007 | Квартира № 53 | Жилье | 2.8 | м | 300 | м2 |  | м2 |  | м2 |  | м2 |  | м2 | Не определено | 1,Воронов,Иван,ЛАД | 2019-07-05 12:24 | 43651.5165 | 8-4,2 этаж/008/Квартира № 53 | No | 7-4,2 этаж/007/Квартира № 53
8 | 4,2 этаж | 13-11 00 00 Interaction Spaces |  |  |  | 008 | Квартира № 54 | Жилье | 2.8 | м | 100 | м2 |  | м2 |  | м2 |  | м2 |  | м2 | Не определено | 1,Воронов,Иван,ЛАД | 2019-07-05 12:24 | 43651.5165 | 9-4,2 этаж/009/Квартира № 54 | No | 8-4,2 этаж/008/Квартира № 54
9 | 4,2 этаж | 13-11 00 00 Interaction Spaces |  |  |  | 009 | Квартира № 55 | Жилье | 2.8 | м | 200 | м2 |  | м2 |  | м2 |  | м2 |  | м2 | Не определено | 1,Воронов,Иван,ЛАД | 2019-07-05 12:24 | 43651.5165 | 10-4,2 этаж/010/Квартира № 55 | No | 9-4,2 этаж/009/Квартира № 55
10 | 5,3 этаж | 13-11 00 00 Interaction Spaces |  |  |  | 010 | Квартира № 56 | Жилье | 2.8 | м | 350 | м2 |  | м2 |  | м2 |  | м2 |  | м2 | Не определено | 1,Воронов,Иван,ЛАД | 2019-07-05 12:24 | 43651.5165 | 11-5,3 этаж/011/Квартира № 56 | No | 10-5,3 этаж/010/Квартира № 56
11 | 5,3 этаж | 13-11 00 00 Interaction Spaces |  |  |  | 011 | Квартира № 57 | Жилье | 2.8 | м | 350 | м2 |  | м2 |  | м2 |  | м2 |  | м2 | Не определено | 1,Воронов,Иван,ЛАД | 2019-07-05 12:24 | 43651.5165 | 12-5,3 этаж/012/Квартира № 57 | No | 11-5,3 этаж/011/Квартира № 57
12 | 5,3 этаж | 13-11 00 00 Interaction Spaces |  |  |  | 012 | Квартира № 58 | Жилье | 2.8 | м | 300 | м2 |  | м2 |  | м2 |  | м2 |  | м2 | Не определено | 1,Воронов,Иван,ЛАД | 2019-07-05 12:24 | 43651.5165 | 13-5,3 этаж/013/Квартира № 58 | No | 12-5,3 этаж/012/Квартира № 58

## 05-Система_Old (hidden)
SystemID | FacilityID | SystemFunction | SystemReferenceID | ExternalSystemName | ExternalNameID | SystemName | SystemDescription | CreatedBy | CreatedDate | CreatedTime | ReplacesID | Withdrawn | SystemIDPick
1 | Многоквартиный жилой дом | Строительная площадка | 1,Подготовка строительной площадки |  |  | Подготовка строительной площадки |  | 1,Иванов,Иван,ЛАД | 2019-07-05 12:24 | 43651.5165 | 1,Подготовка строительной площадки | No | 1,Подготовка строительной площадки
2 | Многоквартиный жилой дом | Специальные конструкции и демонтаж | 2,Демонтаж конструкций |  |  | Демонтаж конструкций |  | 1,Иванов,Иван,ЛАД | 2019-07-05 12:24 | 43651.5165 | 2,Демонтаж | No | 2,Демонтаж конструкций
3 | Многоквартиный жилой дом | Основание и фундаменты | 3,Возведение фундаментов |  |  | Возведение фундаментов |  | 1,Иванов,Иван,ЛАД | 2019-07-05 12:24 | 43651.5165 | 3,Фундаменты | No | 3,Возведение фундаментов
4 | Многоквартиный жилой дом | Несущие и ограждающие конструкции | 4,Возведение несущих и ограждающих конструкций |  |  | Возведение несущих и ограждающих конструкций |  | 1,Иванов,Иван,ЛАД | 2019-07-05 12:24 | 43651.5165 | 4,Возведение несущих и ограждающих конструкций | No | 4,Возведение несущих и ограждающих конструкций
5 | Многоквартиный жилой дом | Внутренние элементы ненесущие (перегородки, двери, отделка) | 5,Возведение внутренних конструкций |  |  | Возведение внутренних конструкций |  | 1,Иванов,Иван,ЛАД | 2019-07-05 12:24 | 43651.5165 | 5,Возведение внутренних конструкций | No | 5,Возведение внутренних конструкций
6 | Многоквартиный жилой дом | Обслуживающее оборудование, вспомогательное | 6,Монтаж оборудования |  |  | Монтаж оборудования |  | 1,Иванов,Иван,ЛАД | 2019-07-05 12:24 | 43651.5165 | 6,Монтаж оборудования | No | 6,Монтаж оборудования
7 | Многоквартиный жилой дом | Оборудование и мебель | 7,Подготовка строительной площадки |  |  | Монтаж вспомогательного оборудования |  | 1,Иванов,Иван,ЛАД | 2019-07-05 12:24 | 43651.5165 | 7,Подготовка строительной площадки | No | 7,Монтаж вспомогательного оборудования
|  |  | SystemIDPick |  |  |  |  | ContactIDPick | 2019-07-05 12:24 | 43651.5165 | SystemIDPick | No | ,
|  |  | SystemIDPick |  |  |  |  | ContactIDPick | 2019-07-05 12:24 | 43651.5165 | SystemIDPick | No | ,
|  |  | SystemIDPick |  |  |  |  | ContactIDPick | 2019-07-05 12:24 | 43651.5165 | SystemIDPick | No | ,
|  |  | SystemIDPick |  |  |  |  | ContactIDPick | 2019-07-05 12:24 | 43651.5165 | SystemIDPick | No | ,
|  |  | SystemIDPick |  |  |  |  | ContactIDPick | 2019-07-05 12:24 | 43651.5165 | SystemIDPick | No | ,
|  |  | SystemIDPick |  |  |  |  | ContactIDPick | 2019-07-05 12:24 | 43651.5165 | SystemIDPick | No | ,
|  |  | SystemIDPick |  |  |  |  | ContactIDPick | 2019-07-05 12:24 | 43651.5165 | SystemIDPick | No | ,
|  |  | SystemIDPick |  |  |  |  | ContactIDPick | 2019-07-05 12:24 | 43651.5165 | SystemIDPick | No | ,
|  |  | SystemIDPick |  |  |  |  | ContactIDPick | 2019-07-05 12:24 | 43651.5165 | SystemIDPick | No | ,
|  |  | SystemIDPick |  |  |  |  | ContactIDPick | 2019-07-05 12:24 | 43651.5165 | SystemIDPick | No | ,
|  |  | SystemIDPick |  |  |  |  | ContactIDPick | 2019-07-05 12:24 | 43651.5165 | SystemIDPick | No | ,
|  |  | SystemIDPick |  |  |  |  | ContactIDPick | 2019-07-05 12:24 | 43651.5165 | SystemIDPick | No | ,
|  |  | SystemIDPick |  |  |  |  | ContactIDPick | 2019-07-05 12:24 | 43651.5165 | SystemIDPick | No | ,
|  |  | SystemIDPick |  |  |  |  | ContactIDPick | 2019-07-05 12:24 | 43651.5165 | SystemIDPick | No | ,
|  |  | SystemIDPick |  |  |  |  | ContactIDPick | 2019-07-05 12:24 | 43651.5165 | SystemIDPick | No | ,
|  |  | SystemIDPick |  |  |  |  | ContactIDPick | 2019-07-05 12:24 | 43651.5165 | SystemIDPick | No | ,
|  |  | SystemIDPick |  |  |  |  | ContactIDPick | 2019-07-05 12:24 | 43651.5165 | SystemIDPick | No | ,
|  |  | SystemIDPick |  |  |  |  | ContactIDPick | 2019-07-05 12:24 | 43651.5165 | SystemIDPick | No | ,
|  |  | SystemIDPick |  |  |  |  | ContactIDPick | 2019-07-05 12:24 | 43651.5165 | SystemIDPick | No | ,
|  |  | SystemIDPick |  |  |  |  | ContactIDPick | 2019-07-05 12:24 | 43651.5165 | SystemIDPick | No | ,
|  |  | SystemIDPick |  |  |  |  | ContactIDPick | 2019-07-05 12:24 | 43651.5165 | SystemIDPick | No | ,
|  |  | SystemIDPick |  |  |  |  | ContactIDPick | 2019-07-05 12:24 | 43651.5165 | SystemIDPick | No | ,
|  |  | SystemIDPick |  |  |  |  | ContactIDPick | 2019-07-05 12:24 | 43651.5165 | SystemIDPick | No | ,
|  |  | SystemIDPick |  |  |  |  | ContactIDPick | 2019-07-05 12:24 | 43651.5165 | SystemIDPick | No | ,
|  |  | SystemIDPick |  |  |  |  | ContactIDPick | 2019-07-05 12:24 | 43651.5165 | SystemIDPick | No | ,
|  |  | SystemIDPick |  |  |  |  | ContactIDPick | 2019-07-05 12:24 | 43651.5165 | SystemIDPick | No | ,
|  |  | SystemIDPick |  |  |  |  | ContactIDPick | 2019-07-05 12:24 | 43651.5165 | SystemIDPick | No | ,
|  |  | SystemIDPick |  |  |  |  | ContactIDPick | 2019-07-05 12:24 | 43651.5165 | SystemIDPick | No | ,
|  |  | SystemIDPick |  |  |  |  | ContactIDPick | 2019-07-05 12:24 | 43651.5165 | SystemIDPick | No | ,
|  |  | SystemIDPick |  |  |  |  | ContactIDPick | 2019-07-05 12:24 | 43651.5165 | SystemIDPick | No | ,
|  |  | SystemIDPick |  |  |  |  | ContactIDPick | 2019-07-05 12:24 | 43651.5165 | SystemIDPick | No | ,
|  |  | SystemIDPick |  |  |  |  | ContactIDPick | 2019-07-05 12:24 | 43651.5165 | SystemIDPick | No | ,
|  |  | SystemIDPick |  |  |  |  | ContactIDPick | 2019-07-05 12:24 | 43651.5165 | SystemIDPick | No | ,
|  |  | SystemIDPick |  |  |  |  | ContactIDPick | 2019-07-05 12:24 | 43651.5165 | SystemIDPick | No | ,
|  |  | SystemIDPick |  |  |  |  | ContactIDPick | 2019-07-05 12:24 | 43651.5165 | SystemIDPick | No | ,
|  |  | SystemIDPick |  |  |  |  | ContactIDPick | 2019-07-05 12:24 | 43651.5165 | SystemIDPick | No | ,
|  |  | SystemIDPick |  |  |  |  | ContactIDPick | 2019-07-05 12:24 | 43651.5165 | SystemIDPick | No | ,
|  |  | SystemIDPick |  |  |  |  | ContactIDPick | 2019-07-05 12:24 | 43651.5165 | SystemIDPick | No | ,
|  |  | SystemIDPick |  |  |  |  | ContactIDPick | 2019-07-05 12:24 | 43651.5165 | SystemIDPick | No | ,
|  |  | SystemIDPick |  |  |  |  | ContactIDPick | 2019-07-05 12:24 | 43651.5165 | SystemIDPick | No | ,
|  |  | SystemIDPick |  |  |  |  | ContactIDPick | 2019-07-05 12:24 | 43651.5165 | SystemIDPick | No | ,

## 05-Система
SystemID | FacilityIDPick | FloorIDPick | SpaceIDPick | FloorName | SystemFunction | SystemReferenceID | ExternalSystemName | ExternalNameID | SystemName | SystemDescription | CreatedBy | CreatedDate | CreatedTime | ReplacesID | Withdrawn | SystemIDPick
1 | 1,Жилой дом по ул. Горького д. 35 стр. 1 |  |  | Паркинг | Вентиляция | 1,Вентиляция |  |  | Вентиляция |  | 1,Воронов,Иван,ЛАД | 2019-07-05 12:24 | 43651.5165 | 1,Вентиляция | No | 1,Вентиляция
2 |  | 1,Паркинг |  | 1 этаж | Пожарная сигнализация Паркинга | 2,Монтаж вспомогательного оборудования |  |  | Пожарная сигнализация Паркинга |  | 1,Воронов,Иван,ЛАД | 2019-07-05 12:24 | 43651.5165 | 2,Пожарная сигнализация Паркинга | No | 2,Пожарная сигнализация Паркинга
3 |  | 3,1 этаж |  | 1 этаж | Пожарная сигнализация 1 этажа | 2,Монтаж вспомогательного оборудования |  |  | Пожарная сигнализация 1 этажа |  | 1,Воронов,Иван,ЛАД | 2019-07-05 12:24 | 43651.5165 | 3,Пожарная сигнализация 1 этажа | No | 3,Пожарная сигнализация 1 этажа
4 |  | 4,2 этаж |  | 1 этаж | Пожарная сигнализация 2 этажа | 2,Монтаж вспомогательного оборудования |  |  | Пожарная сигнализация 2 этажа |  | 1,Воронов,Иван,ЛАД | 2019-07-05 12:24 | 43651.5165 | 4,Пожарная сигнализация 2 этажа | No | 4,Пожарная сигнализация 2 этажа
5 |  | 5,3 этаж |  | 1 этаж | Пожарная сигнализация 3 этажа | 2,Монтаж вспомогательного оборудования |  |  | Пожарная сигнализация 3 этажа |  | 1,Воронов,Иван,ЛАД | 2019-07-05 12:24 | 43651.5165 | 5,Пожарная сигнализация 3 этажа | No | 5,Пожарная сигнализация 3 этажа

## 06-Регистрация
RegisterID | FacilityIDPick | ProductType | RegisterType | AssetType | RegisterApprovalBy | SystemIDList | SpaceIDList | ExternalSystemName | ExternalNameID | RegisterName | RegisterReference | ReplacementCost | ReplacementCostUnit | ExpectedLife | ExpectedLifeUnit | CreatedBy | CreatedDate | CreatedTime | ReplacesID | Withdrawn | RegisterIDPick
1 | 1,Жилой дом по ул. Горького д. 35 стр. 1 | Фундаменты | Design Data | Fixed | Contractor Certified |  |  |  |  | Фундамент |  |  | Рубли |  | день | 1,Иванов,Иван,ЛАД | 2019-07-05 12:24 | 43651.5165 | 1,Фундамент | No | 1,Фундамент
2 | 1,Жилой дом по ул. Горького д. 35 стр. 1 | Несущие стены - Сборная бетонная | Design Data | Fixed | Contractor Certified |  |  |  |  | Стены |  |  | Рубли |  | день | 1,Иванов,Иван,ЛАД | 2019-07-05 12:24 | 43651.5165 | 2,Стены | No | 2,Стены
3 | 1,Жилой дом по ул. Горького д. 35 стр. 1 | Наружные окна | Design Data | Fixed | Contractor Certified |  |  |  |  | Окна |  |  | Рубли |  | день | 1,Иванов,Иван,ЛАД | 2019-07-05 12:24 | 43651.5165 | 3,Окна | No | 3,Окна
4 | 1,Жилой дом по ул. Горького д. 35 стр. 1 | Перегородки | Design Data | Fixed | Contractor Certified |  |  |  |  | Перегородки |  |  | Рубли |  | день | 1,Иванов,Иван,ЛАД | 2019-07-05 12:24 | 43651.5165 | 4,Перегородки | No | 4,Перегородки
5 | 1,Жилой дом по ул. Горького д. 35 стр. 1 | Отопление, вентиляция и кондеционирование | Design Data | Fixed | Contractor Certified |  |  |  |  | Вентиляция |  |  | Рубли |  | день | 1,Иванов,Иван,ЛАД | 2019-07-05 12:24 | 43651.5165 | 5,Вентиляция | No | 5,Вентиляция
6 | 1,Жилой дом по ул. Горького д. 35 стр. 1 | Специализированная противопожарная защита | Design Data | Fixed | Contractor Certified |  |  |  |  | Пожарная защита |  |  | Рубли |  | день | 1,Иванов,Иван,ЛАД | 2019-07-05 12:24 | 43651.5165 | 6,Пожарная защита | No | 6,Пожарная защита
7 | 1,Жилой дом по ул. Горького д. 35 стр. 1 | Кровля | Design Data | Fixed | Contractor Certified |  |  |  |  | Кровля |  |  | Рубли |  | день | 1,Иванов,Иван,ЛАД | 2019-07-05 12:24 | 43651.5165 | 7,Кровля | No | 7,Кровля

## 07-Компонент
ComponentID | FacilityIDPick | FloorIDPick | SpaceIDPick | SystemIDPick | RegisterIDPick | RegisterID | ExternalSystemName | ExternalNameID | ComponentName | Count | ComponentDescription | CreatedBy | CreatedDate | CreatedTime | ReplacesID | Withdrawn | ComponentIDPick
1 | 1,Жилой дом по ул. Горького д. 35 стр. 1 |  |  |  | 7,Кровля |  |  |  | Кровля | 1 | Кровля | 1,Воронов,Иван,ЛАД | 2019-07-05 12:24 | 43651.5165 | 1,Кровля | No | 1,Кровля
2 |  | 1,Фундамент |  |  | 1,Фундамент |  |  |  | Фундамент | 1 | Фундамент | 1,Воронов,Иван,ЛАД | 2019-07-05 12:24 | 43651.5165 | 2,Фундамент | No | 2,Фундамент
3 |  |  | 2-3,1 этаж/002/Офис № 356 |  | 2,Стены |  |  |  | Стены наружные | 1 | Стены наружные | 1,Воронов,Иван,ЛАД | 2019-07-05 12:24 | 43651.5165 | 3,Стены наружные | No | 3,Стены наружные
4 |  |  | 2-3,1 этаж/002/Офис № 356 |  | 3,Окна |  |  |  | Окна | 1 | Окна | 1,Воронов,Иван,ЛАД | 2019-07-05 12:24 | 43651.5165 | 4,Окна | No | 4,Окна
5 |  |  | 2-3,1 этаж/002/Офис № 356 |  | 4,Перегородки |  |  |  | Перегородки | 1 | Перегородки | 1,Воронов,Иван,ЛАД | 2019-07-05 12:24 | 43651.5165 | 5,Перегородки | No | 5,Перегородки
6 |  |  | 3-3,1 этаж/003/Офис № 357 |  | 2,Стены |  |  |  | Стены наружные | 1 | Стены наружные | 1,Воронов,Иван,ЛАД | 2019-07-05 12:24 | 43651.5165 | 6,Стены наружные | No | 6,Стены наружные
7 |  |  | 3-3,1 этаж/003/Офис № 357 |  | 3,Окна |  |  |  | Окна | 1 | Окна | 1,Воронов,Иван,ЛАД | 2019-07-05 12:24 | 43651.5165 | 7,Окна | No | 7,Окна
8 |  |  | 3-3,1 этаж/003/Офис № 357 |  | 4,Перегородки |  |  |  | Перегородки | 1 | Перегородки | 1,Воронов,Иван,ЛАД | 2019-07-05 12:24 | 43651.5165 | 8,Перегородки | No | 8,Перегородки
9 |  |  | 4-3,1 этаж/004/Офис № 358 |  | 2,Стены |  |  |  | Стены наружные | 1 | Стены наружные | 1,Воронов,Иван,ЛАД | 2019-07-05 12:24 | 43651.5165 | 9,Стены наружные | No | 9,Стены наружные
10 |  |  | 4-3,1 этаж/004/Офис № 358 |  | 3,Окна |  |  |  | Окна | 1 | Окна | 1,Воронов,Иван,ЛАД | 2019-07-05 12:24 | 43651.5165 | 10,Окна | No | 10,Окна
11 |  |  | 4-3,1 этаж/004/Офис № 358 |  | 4,Перегородки |  |  |  | Перегородки | 1 | Перегородки | 1,Воронов,Иван,ЛАД | 2019-07-05 12:24 | 43651.5165 | 10,Перегородки | No | 11,Перегородки
12 |  |  | 5-4,2 этаж/005/Квартира № 51 |  | 2,Стены |  |  |  | Стены наружные | 1 | Стены наружные | 1,Воронов,Иван,ЛАД | 2019-07-05 12:24 | 43651.5165 | 11,Стены наружные | No | 12,Стены наружные
13 |  |  | 5-4,2 этаж/005/Квартира № 51 |  | 3,Окна |  |  |  | Окна | 1 | Окна | 1,Воронов,Иван,ЛАД | 2019-07-05 12:24 | 43651.5165 | 12,Окна | No | 13,Окна
14 |  |  | 5-4,2 этаж/005/Квартира № 51 |  | 4,Перегородки |  |  |  | Перегородки | 1 | Перегородки | 1,Воронов,Иван,ЛАД | 2019-07-05 12:24 | 43651.5165 | 13,Перегородки | No | 14,Перегородки
15 |  |  | 6-4,2 этаж/006/Кваритра № 52 |  | 2,Стены |  |  |  | Стены наружные | 1 | Стены наружные | 1,Воронов,Иван,ЛАД | 2019-07-05 12:24 | 43651.5165 | 14,Стены наружные | No | 15,Стены наружные
16 |  |  | 6-4,2 этаж/006/Кваритра № 52 |  | 3,Окна |  |  |  | Окна | 1 | Окна | 1,Воронов,Иван,ЛАД | 2019-07-05 12:24 | 43651.5165 | 15,Окна | No | 16,Окна
17 |  |  | 6-4,2 этаж/006/Кваритра № 52 |  | 4,Перегородки |  |  |  | Перегородки | 1 | Перегородки | 1,Воронов,Иван,ЛАД | 2019-07-05 12:24 | 43651.5165 | 16,Перегородки | No | 17,Перегородки
18 |  |  | 7-4,2 этаж/007/Квартира № 53 |  | 2,Стены |  |  |  | Стены наружные | 1 | Стены наружные | 1,Воронов,Иван,ЛАД | 2019-07-05 12:24 | 43651.5165 | 17,Стены наружные | No | 18,Стены наружные
19 |  |  | 7-4,2 этаж/007/Квартира № 53 |  | 3,Окна |  |  |  | Окна | 1 | Окна | 1,Воронов,Иван,ЛАД | 2019-07-05 12:24 | 43651.5165 | 18,Окна | No | 19,Окна
20 |  |  | 7-4,2 этаж/007/Квартира № 53 |  | 4,Перегородки |  |  |  | Перегородки | 1 | Перегородки | 1,Воронов,Иван,ЛАД | 2019-07-05 12:24 | 43651.5165 | 19,Перегородки | No | 20,Перегородки
21 |  |  | 8-4,2 этаж/008/Квартира № 54 |  | 2,Стены |  |  |  | Стены наружные | 1 | Стены наружные | 1,Воронов,Иван,ЛАД | 2019-07-05 12:24 | 43651.5165 | 20,Стены наружные | No | 21,Стены наружные
22 |  |  | 8-4,2 этаж/008/Квартира № 54 |  | 3,Окна |  |  |  | Окна | 1 | Окна | 1,Воронов,Иван,ЛАД | 2019-07-05 12:24 | 43651.5165 | 21,Окна | No | 22,Окна
23 |  |  | 8-4,2 этаж/008/Квартира № 54 |  | 4,Перегородки |  |  |  | Перегородки | 1 | Перегородки | 1,Воронов,Иван,ЛАД | 2019-07-05 12:24 | 43651.5165 | 22,Перегородки | No | 23,Перегородки
24 |  |  | 9-4,2 этаж/009/Квартира № 55 |  | 2,Стены |  |  |  | Стены наружные | 1 | Стены наружные | 1,Воронов,Иван,ЛАД | 2019-07-05 12:24 | 43651.5165 | 23,Стены наружные | No | 24,Стены наружные
25 |  |  | 9-4,2 этаж/009/Квартира № 55 |  | 3,Окна |  |  |  | Окна | 1 | Окна | 1,Воронов,Иван,ЛАД | 2019-07-05 12:24 | 43651.5165 | 24,Окна | No | 25,Окна
26 |  |  | 9-4,2 этаж/009/Квартира № 55 |  | 4,Перегородки |  |  |  | Перегородки | 1 | Перегородки | 1,Воронов,Иван,ЛАД | 2019-07-05 12:24 | 43651.5165 | 25,Перегородки | No | 26,Перегородки
27 |  |  | 10-5,3 этаж/010/Квартира № 56 |  | 2,Стены |  |  |  | Стены наружные | 1 | Стены наружные | 1,Воронов,Иван,ЛАД | 2019-07-05 12:24 | 43651.5165 | 26,Стены наружные | No | 27,Стены наружные
28 |  |  | 10-5,3 этаж/010/Квартира № 56 |  | 3,Окна |  |  |  | Окна | 1 | Окна | 1,Воронов,Иван,ЛАД | 2019-07-05 12:24 | 43651.5165 | 27,Окна | No | 28,Окна
29 |  |  | 10-5,3 этаж/010/Квартира № 56 |  | 4,Перегородки |  |  |  | Перегородки | 1 | Перегородки | 1,Воронов,Иван,ЛАД | 2019-07-05 12:24 | 43651.5165 | 28,Перегородки | No | 29,Перегородки
30 |  |  | 11-5,3 этаж/011/Квартира № 57 |  | 2,Стены |  |  |  | Стены наружные | 1 | Стены наружные | 1,Воронов,Иван,ЛАД | 2019-07-05 12:24 | 43651.5165 | 29,Стены наружные | No | 30,Стены наружные
31 |  |  | 11-5,3 этаж/011/Квартира № 57 |  | 3,Окна |  |  |  | Окна | 1 | Окна | 1,Воронов,Иван,ЛАД | 2019-07-05 12:24 | 43651.5165 | 30,Окна | No | 31,Окна
32 |  |  | 11-5,3 этаж/011/Квартира № 57 |  | 4,Перегородки |  |  |  | Перегородки | 1 | Перегородки | 1,Воронов,Иван,ЛАД | 2019-07-05 12:24 | 43651.5165 | 31,Перегородки | No | 32,Перегородки
33 |  |  | 12-5,3 этаж/012/Квартира № 58 |  | 2,Стены |  |  |  | Стены наружные | 1 | Стены наружные | 1,Воронов,Иван,ЛАД | 2019-07-05 12:24 | 43651.5165 | 32,Стены наружные | No | 33,Стены наружные
34 |  |  | 12-5,3 этаж/012/Квартира № 58 |  | 3,Окна |  |  |  | Окна | 1 | Окна | 1,Воронов,Иван,ЛАД | 2019-07-05 12:24 | 43651.5165 | 33,Окна | No | 34,Окна
35 |  |  | 12-5,3 этаж/012/Квартира № 58 |  | 4,Перегородки |  |  |  | Перегородки | 1 | Перегородки | 1,Воронов,Иван,ЛАД | 2019-07-05 12:24 | 43651.5165 | 34,Перегородки | No | 35,Перегородки
36 |  |  |  | 1,Вентиляция | 5,Вентиляция |  |  |  | Вентиляция | 1 | Вентиляция | 1,Воронов,Иван,ЛАД | 2019-07-05 12:24 | 43651.5165 | 36,Вентиляция | No | 36,Вентиляция
37 |  |  |  | 2,Пожарная сигнализация Паркинга | 6,Пожарная защита |  |  |  | Пожарная защита | 1 | Пожарная защита | 1,Воронов,Иван,ЛАД | 2019-07-05 12:24 | 43651.5165 | 37,Пожарная защита | No | 37,Пожарная защита
38 |  |  |  | 3,Пожарная сигнализация 1 этажа | 6,Пожарная защита |  |  |  | Пожарная защита | 1 | Пожарная защита | 1,Воронов,Иван,ЛАД | 2019-07-05 12:24 | 43651.5165 | 38,Пожарная защита | No | 38,Пожарная защита
39 |  |  |  | 4,Пожарная сигнализация 2 этажа | 6,Пожарная защита |  |  |  | Пожарная защита | 1 | Пожарная защита | 1,Воронов,Иван,ЛАД | 2019-07-05 12:24 | 43651.5165 | 39,Пожарная защита | No | 39,Пожарная защита
40 |  |  |  | 5,Пожарная сигнализация 3 этажа | 6,Пожарная защита |  |  |  | Пожарная защита | 1 | Пожарная защита | 1,Воронов,Иван,ЛАД | 2019-07-05 12:24 | 43651.5165 | 40,Пожарная защита | No | 40,Пожарная защита

## ЦИМС-Ресурсы
ClassificationID | KSRGUID | ResourceID | ResourceName | ResourceIDPick | ClassificationCode
1 |  | 1 | ресурс1 | 1,ресурс1 | 1
1 |  | 2 | ресурс2 | 2,ресурс2 | 2

## UniFormat_RUS
Title | UniFormat
Description | Systems and Assemblies
Version
Function | Element
Number Parameter | Classification.UniFormat.II.Number
Description Parameter | Classification.UniFormat.II.Description
NUMBER | DESCRIPTION | LEVEL | REVIT CATEGORY | MasterFormat | OmniClass Table 21 | OmniClass Table 22 | OmniClass Table 23
UniFormat | Construction Systems and Assemblies (2010 Edition) | 1
10 | Project Description | 2 |  | 00 10 00 | N/A | 22-00 10 00 | N/A
1010 | Project Summary | 3 |  | 01 10 00 | N/A | 22-01 10 00 | N/A
1010.10 | Summary of Work | 4 |  | 01 11 00 | N/A | 22-01 11 00 | N/A
1010.30 | Multiple Contract Summaries | 4 |  | 01 12 00 | N/A | 22-01 12 00 | N/A
1010.50 | Work Restrictions | 4 |  | 01 14 00 | N/A | 22-01 14 00 | N/A
1020 | Project Program | 3 |  | 00 24 00 | N/A | 22-00 24 00 | N/A
1020.10 | Site Program | 4 |  | 00 24 00 | N/A | 22-00 24 00 | N/A
1020.50 | Facility Program | 4 |  | 00 24 00 | N/A | 22-00 24 00 | N/A
1030 | Project Criteria | 3 |  | 00 70 00 | N/A | 22-00 70 00 | N/A
1030.10 | Zoning Requirements | 4 |  | 01 41 00 | N/A | 22-01 41 00 | N/A
1030.15 | Planned Unit Development Requirements | 4 |  | N/A | N/A | N/A | N/A
1030.20 | Code Analysis | 4 |  | 01 41 13 | N/A | 22-01 41 13 | N/A
1030.40 | Design Loads | 4 |  | N/A | N/A | N/A | N/A
1030.50 | Sustainable Design Requirements | 4 |  | 01 81 13 | N/A | 22-01 81 13 | N/A
1030.53 | Facility Environmental Requirements | 4 |  | 01 81 16 | N/A | 22-01 81 16 | N/A
1030.56 | Indoor Air Quality Requirements | 4 |  | 01 81 19 | N/A | 22-01 81 19 | N/A
1030.70 | Historic Restoration Requirements | 4 |  | 01 35 91 | N/A | 22-01 35 91 | N/A
1040 | Existing Conditions | 3 |  | 02 00 00 | N/A | 22-02 00 00 | N/A
1040.30 | Assessment | 4 |  | 02 20 00 | N/A | 22-02 20 00 | N/A
1040.50 | Subsurface Investigation | 4 |  | 02 30 00 | N/A | 22-02 30 00 | N/A
1050 | Owner’s Work | 3 |  | 01 11 16 | N/A | 22-01 11 16 | N/A
1090 | Funding | 3 |  | N/A | N/A | N/A | N/A
1090.10 | Budget | 4 |  | 00 31 16 | N/A | 22-00 31 16 | N/A
1090.30 | Sources | 4 |  | N/A | N/A | N/A | N/A
1090.50 | Cash Flow | 4 |  | N/A | N/A | N/A | N/A
20 | Owner Developement | 2 |  | N/A | N/A | N/A | N/A
2010 | Site Acquisition | 3 |  | N/A | N/A | N/A | N/A
2010.10 | Site Purchase | 4 |  | N/A | N/A | N/A | N/A
2010.20 | Site Lease | 4 |  | N/A | N/A | N/A | N/A
2010.40 | Rights-of-Way and Easements | 4 |  | N/A | N/A | N/A | N/A
2020 | Permits | 3 |  | 00 31 46 | N/A | 22-00 31 46 | N/A
2020.10 | Zoning Permits | 4 |  | 01 35 63 | N/A | 22-01 35 63 | N/A
2020.15 | Planned Unit Development | 4 |  | N/A | N/A | N/A | N/A
2020.30 | Building Permits | 4 |  | 01 41 26 | N/A | 22-01 41 26 | N/A
2020.50 | Regulatory Required Permits | 4 |  | 01 41 00 | N/A | 22-01 41 00 | N/A
2030 | Professional Services | 3 |  | N/A | N/A | N/A | N/A
2030.10 | Project Managers | 4 |  | N/A | N/A | N/A | N/A
2030.20 | Design Professionals | 4 |  | N/A | N/A | N/A | N/A
2030.30 | Other Consultants | 4 |  | N/A | N/A | N/A | N/A
2030.40 | Testing Laboratories | 4 |  | 01 45 29 | N/A | 22-01 45 29 | N/A
2030.50 | Special Inspectors | 4 |  | 01 45 23 | N/A | 22-01 45 23 | N/A
2030.60 | Attorneys | 4 |  | N/A | N/A | N/A | N/A
2030.70 | Land/Project Development | 4 |  | N/A | N/A | N/A | N/A
2050 | Other Activities | 3 |  | N/A | N/A | N/A | N/A
2050.10 | Advertising and Promotion | 4 |  | 00 11 00 | N/A | 22-00 11 00 | N/A
2050.30 | Relocations | 4 |  | N/A | N/A | N/A | N/A
2050.50 | Rezoning | 4 |  | N/A | N/A | N/A | N/A
2050.70 | Code Appeals and Variances | 4 |  | 01 41 13 | N/A | 22-01 41 13 | N/A
2080 | Budget Project Contingencies | 3 |  | 01 21 00 | N/A | 22-01 21 00 | N/A
2080.10 | Budget Design Contingencies | 4 |  | 01 21 16 | N/A | 22-01 21 16 | N/A
2080.20 | Budget Construction Contingencies | 4 |  | 01 21 16 | N/A | 22-01 21 16 | N/A
2080.40 | Budget Unforeseen Subsurface Conditions | 4 |  | 01 21 00 | N/A | 22-01 21 00 | N/A
2080.60 | Budget Project Delays | 4 |  | 01 21 00 | N/A | 22-01 21 00 | N/A
2090 | Budget Financing | 3 |  | N/A | N/A | N/A | N/A
2090.10 | Construction Loans | 4 |  | N/A | N/A | N/A | N/A
2090.30 | Permanent Loans | 4 |  | N/A | N/A | N/A | N/A
30 | Procurement Requirements | 2 |  | 00 00 00 | N/A | 22-00 00 00 | N/A
3010 | Project Delivery | 3 |  | 00 20 00 | N/A | 22-00 20 00 | N/A
3010.10 | Project Delivery Methods | 4 |  | 00 20 00 | N/A | 22-00 20 00 | N/A
3010.30 | Number of Construction Contracts | 4 |  | 00 50 00 | N/A | 22-00 50 00 | N/A
3010.50 | Methods of Payment | 4 |  | 01 29 00 | N/A | 22-01 29 00 | N/A
3020 | Solicitation | 3 |  | 00 10 00 | N/A | 22-00 10 00 | N/A
3020.10 | Advertisements and Invitations | 4 |  | 00 11 00 | N/A | 22-00 11 00 | N/A
3030 | Instructions for Procurement | 3 |  | 00 20 00 | N/A | 22-00 20 00 | N/A
3030.10 | Instructions | 4 |  | 00 21 00 | N/A | 22-00 21 00 | N/A
3030.15 | Supplementary Instructions | 4 |  | 00 22 00 | N/A | 22-00 22 00 | N/A
3030.20 | Procurement Definitions | 4 |  | 00 23 00 | N/A | 22-00 23 00 | N/A
3030.30 | Procurement Scopes | 4 |  | 00 24 00 | N/A | 22-00 24 00 | N/A
3030.50 | Procurement Meetings | 4 |  | 00 25 00 | N/A | 22-00 25 00 | N/A
3030.70 | Procurement Substitution Procedures | 4 |  | 00 26 00 | N/A | 22-00 26 00 | N/A
3040 | Available Project Information | 3 |  | 00 31 00 | N/A | 22-00 31 00 | N/A
3040.10 | Preliminary Schedules | 4 |  | 00 31 13 | N/A | 22-00 31 13 | N/A
3040.15 | Project Budget Information | 4 |  | 00 31 16 | N/A | 22-00 31 16 | N/A
3040.30 | Existing Condition Information | 4 |  | 00 31 19 | N/A | 22-00 31 19 | N/A
3040.35 | Survey Information | 4 |  | 00 31 21 | N/A | 22-00 31 21 | N/A
3040.40 | Environmental Assessment Information | 4 |  | 00 31 24 | N/A | 22-00 31 24 | N/A
3040.45 | Existing Material Information | 4 |  | 00 31 25 | N/A | 22-00 31 25 | N/A
3040.50 | Existing Hazardous Material Information | 4 |  | 00 31 26 | N/A | 22-00 31 26 | N/A
3040.55 | Geophysical Data | 4 |  | 00 31 31 | N/A | 22-00 31 31 | N/A
3040.60 | Geotechnical Data | 4 |  | 00 31 32 | N/A | 22-00 31 32 | N/A
3040.90 | Permit Application | 4 |  | 00 31 43 | N/A | 22-00 31 43 | N/A
3050 | Procurement Forms and Supplements | 3 |  | 00 40 00 | N/A | 22-00 40 00 | N/A
3050.10 | Bid Forms | 4 |  | 00 41 00 | N/A | 22-00 41 00 | N/A
3050.20 | Proposal Forms | 4 |  | 00 42 00 | N/A | 22-00 42 00 | N/A
3050.30 | Procurement Form Supplements | 4 |  | 00 43 00 | N/A | 22-00 43 00 | N/A
3050.50 | Representations and Certifications | 4 |  | 00 45 00 | N/A | 22-00 45 00 | N/A
40 | Contracting Requirements | 2 |  | 00 00 00 | N/A | 22-00 00 00 | N/A
4010 | Contracting Forms and Supplements | 3 |  | 00 50 00 | N/A | 22-00 50 00 | N/A
4010.10 | Notice of Award | 4 |  | 00 51 00 | N/A | 22-00 51 00 | N/A
4010.30 | Agreement Forms | 4 |  | 00 52 00 | N/A | 22-00 52 00 | N/A
4010.35 | Agreement Form Supplements | 4 |  | 00 54 00 | N/A | 22-00 54 00 | N/A
4010.50 | Notice to Proceed | 4 |  | 00 55 00 | N/A | 22-00 55 00 | N/A
4020 | Project Forms | 3 |  | 00 60 00 | N/A | 22-00 60 00 | N/A
4020.10 | Bond Forms | 4 |  | 00 61 00 | N/A | 22-00 61 00 | N/A |  |  | Перечень разделов классификатора
4020.30 | Certificates and Other Forms | 4 |  | 00 62 00 | N/A | 22-00 62 00 | N/A |  |  | Строительная площадка
4020.50 | Clarification and Modification Forms | 4 |  | 00 63 00 | N/A | 22-00 63 00 | N/A |  |  | Специальные конструкции и демонтаж
4020.70 | Closeout Forms | 4 |  | 00 65 00 | N/A | 22-00 65 00 | N/A |  |  | Основание и фундаменты
4030 | Conditions of the Contract | 3 |  | 00 70 00 | N/A | 22-00 70 00 | N/A |  |  | Несущие и ограждающие конструкции
4030.10 | Contracting Definitions | 4 |  | 00 71 00 | N/A | 22-00 71 00 | N/A |  |  | Внутренние элементы ненесущие (перегородки, двери, отделка)
4030.30 | General Conditions | 4 |  | 00 72 00 | N/A | 22-00 72 00 | N/A |  |  | Обслуживающее оборудование, вспомогательное
4030.35 | Supplementary Conditions | 4 |  | 00 73 00 | N/A | 22-00 73 00 | N/A |  |  | Оборудование и мебель
4040 | Revisions, Clarifications, and Modifications | 3 |  | 00 90 00 | N/A | 22-00 90 00 | N/A
4040.10 | Precontract Revisions | 4 |  | 00 91 00 | N/A | 22-00 91 00 | N/A
4040.30 | Record Clarifications and Proposals | 4 |  | 00 93 00 | N/A | 22-00 93 00 | N/A
4040.50 | Record Modifications | 4 |  | 00 94 00 | N/A | 22-00 94 00 | N/A
Основание и фундаменты
A | Основание и фундаменты | 1 |  | N/A | 21-01 | N/A | N/A | A-Основание и фундаменты
A10 | Фундаменты | 2 |  | N/A | 21-01 10 | N/A | N/A | A10-Фундаменты
A1010 | Стандартные фундаменты | 3 | -2001300 | N/A | 21-01 10 10 | N/A | N/A | A1010-Стандартные фундаменты
A1010100 | Фундаментные плиты и ростверки | 4 | -2001300 | Multiple Values | 21-01 10 10 00 | Multiple Values | N/A | A1010100-Фундаментные плиты и ростверки
A1010110 | Ленточные фундаменты | 5 | -2001300 | 03 30 00 | 21-01 10 10 10 | 22-03 30 00 | N/A | A1010110-Ленточные фундаменты
A1010120 | Фундаменты на естественном основании | 5 | -2001300 | Multiple Values | 21-01 10 10 20 | Multiple Values | N/A | A1010120-Фундаменты на естественном основании
A1010130 | Свайные оголовки | 5 | -2001300 | 31 60 00 | 21-01 10 10 30 | 22-31 60 00 | N/A | A1010130-Свайные оголовки
A1010140 | Свайный ростверк в виде монолитной ленты | 5 | -2001300 | 31 62 00 | 21-01 10 10 40 | 22-31 62 00 | N/A | A1010140-Свайный ростверк в виде монолитной ленты
A1010150 | Свайный ростверк в виде плиты | 5 | -2001300 | 31 63 00 | 21-01 10 10 50 | 22-31 63 00 | N/A | A1010150-Свайный ростверк в виде плиты
| Монолитная фундаментная плита | 5 | -2001300 | 31 64 00 | 21-0-64 | 22-31 64 00 | N/A | -Монолитная фундаментная плита
A1010200 | Фундаментные стены | 4 | -2001300 | 31 66 16 | 21-01 10 10 00 | 22-31 66 16 | N/A | A1010200-Фундаментные стены
A1010210 | Монолитные фундаментные стены | 5 | -2001300 | 31 68 00 | 21-01 10 10 10 | 22-31 68 00 | N/A | A1010210-Монолитные фундаментные стены
A1010220 | Фундаментные стены из бетонных блоков | 5 | -2001300 | 31 48 00 | 21-01 10 10 20 | 22-31 48 00 | N/A | A1010220-Фундаментные стены из бетонных блоков
A1010230 | Деревянные фундаментные стены | 5 | -2001300 | 03 71 00 | 21-01 10 10 30 | 22-03 71 00 | N/A | A1010230-Деревянные фундаментные стены
A1010300 | Пристенный дренаж | 4 | -2001300 | 03 30 00 | 21-01 10 10 00 | 22-03 30 00 | N/A | A1010300-Пристенный дренаж
A1010310 | Фундаментные водостоки | 5 | -2001300 | 03 30 00 | 21-01 10 10 10 | 22-03 30 00 | N/A | A1010310-Фундаментные водостоки
A1010400 | Наружная изоляция по периметру | 4 |  | N/A | 21-01 10 10 00 | N/A | N/A | A1010400-Наружная изоляция по периметру
A1010410 | Жесткая наружная теплоизоляция | 5 | -2000011 | N/A | 21-01 10 10 10 | N/A | N/A | A1010410-Жесткая наружная теплоизоляция
A1010420 | Вертикальная гидроизоляция по периметру наружных стен | 5 | -2000011 | Multiple Values | 21-01 10 10 20 | Multiple Values | N/A | A1010420-Вертикальная гидроизоляция по периметру наружных стен
A1010430 | Гидроизоляция выступа фундаментной плиты по периметру здания | 5 | -2000011 | 09 20 00 | 21-01 10 10 30 | 22-09 20 00 | N/A | A1010430-Гидроизоляция выступа фундаментной плиты по периметру здания
A1010500 | Свайные фундаменты | 4 | -2000011 | Multiple Values | 21-01 10 10 00 | Multiple Values | N/A | A1010500-Свайные фундаменты
A1010510 | Сваи - Монолитные | 5 |  | N/A | 21-01 10 10 10 | N/A | N/A | A1010510-Сваи - Монолитные
A1010520 | Сваи - Сборные бетонные | 5 | -2001300 | 03 30 00 | 21-01 10 10 20 | 22-03 30 00 | N/A | A1010520-Сваи - Сборные бетонные
A1010530 | Сваи - Стальные трубы | 5 | -2001300 | 03 30 00 | 21-01 10 10 30 | 22-03 30 00 | N/A | A1010530-Сваи - Стальные трубы
A1010540 | Сваи - Стальные Двутавровые | 5 | -2001300 | 03 30 00 | 21-01 10 10 40 | 22-03 30 00 | N/A | A1010540-Сваи - Стальные Двутавровые
A1010550 | Сваи - Конусные | 5 | -2001300 | 03 30 00 | 21-01 10 10 50 | 22-03 30 00 | N/A | A1010550-Сваи - Конусные
A1010560 | Сваи - Деревянные обработанные | 5 | -2001300 | N/A | 21-01 10 10 60 | N/A | N/A | A1010560-Сваи - Деревянные обработанные
A1020 | Специальные части фундаментов | 3 | -2000032 | 07 21 00 | 21-01 10 20 | 22-07 21 00 | N/A | A1020-Специальные части фундаментов
A1020200 | Фундаментные балки, рандбалки | 4 | -2000032 | 07 26 00 | 21-01 10 20 00 | 22-07 26 00 | N/A | A1020200-Фундаментные балки, рандбалки
A1020210 | Монолитные фундаментные балки | 5 | -2000032 | 07 10 00 | 21-01 10 20 10 | 22-07 10 00 | N/A | A1020210-Монолитные фундаментные балки
A1020300 | Кессоны | 4 | -2001300 | 03 30 00 | 21-01 10 20 00 | 22-03 30 00 | N/A | A1020300-Кессоны
A1020310 | Кессоны - Кессонная камера | 5 | -2001260 | 31 23 23 | 21-01 10 20 10 | 22-31 23 23 | N/A | A1020310-Кессоны - Кессонная камера
A1020400 | Распорки | 4 |  | N/A | 21-01 10 20 00 | N/A | N/A | A1020400-Распорки
A1020500 | Удаление воды | 4 |  | 33 46 00 | 21-01 10 20 00 | 22-33 46 00 | N/A | A1020500-Удаление воды
A1020700 | Цементация - усиление фундамента | 4 |  | 33 46 13 | 21-01 10 20 00 | 22-33 46 13 | N/A | A1020700-Цементация - усиление фундамента
A1020710 | Основание инъекции под давлением | 5 |  | 33 46 19 | 21-01 10 20 10 | 22-33 46 19 | N/A | A1020710-Основание инъекции под давлением
A1020900 | Другие элементы фундамента | 4 |  | 31 21 00 | 21-01 10 20 00 | 22-31 21 00 | N/A | A1020900-Другие элементы фундамента
A1030 | Плита по грунту | 3 |  | 31 21 13 | 21-01 10 30 | 22-31 21 13 | N/A | A1030-Плита по грунту
A1030100 | Стандартная плита по грунту | 4 |  | 31 21 16 | 21-01 10 30 00 | 22-31 21 16 | N/A | A1030100-Стандартная плита по грунту
A1030110 | Плита по грунту - армированная | 5 |  | N/A | 21-01 10 30 10 | N/A | N/A | A1030110-Плита по грунту - армированная
A1030120 | Плита по грунту - неармированная | 5 |  | 31 23 16 | 21-01 10 30 20 | 22-31 23 16 | N/A | A1030120-Плита по грунту - неармированная
A1030200 | Плита по грунту ребрами вниз | 4 |  | 31 23 23 | 21-01 10 30 00 | 22-31 23 23 | N/A | A1030200-Плита по грунту ребрами вниз
A1030300 | Наклонная плита по грунту | 4 |  | 31 23 19 | 21-01 10 30 00 | 22-31 23 19 | N/A | A1030300-Наклонная плита по грунту
A1030400 | Траншеи | 4 |  | 31 50 00 | 21-01 10 30 00 | 22-31 50 00 | N/A | A1030400-Траншеи
A1030500 | Приямки и основания | 4 |  | 31 51 00 | 21-01 10 30 00 | 22-31 51 00 | N/A | A1030500-Приямки и основания
A1030600 | Подфундаментный дренаж | 4 |  | 31 52 00 | 21-01 10 30 00 | 22-31 52 00 | N/A | A1030600-Подфундаментный дренаж
A1030700 | Подфундаментная изоляция | 4 |  | 31 53 00 | 21-01 10 30 00 | 22-31 53 00 | N/A | A1030700-Подфундаментная изоляция
A1030710 | Дополнительная дренажная труба | 5 |  | 31 54 00 | 21-01 10 30 10 | 22-31 54 00 | N/A | A1030710-Дополнительная дренажная труба | Котлован и подвал
A20 | Котлован и подвальные конструкции | 2 |  | 31 56 00 | 21-01 20 | 22-31 56 00 | N/A |  | A20-Котлован и подвальные конструкции
A2010 | Котлован | 3 |  | 31 31 00 | 21-01 20 10 | 22-31 31 00 | N/A |  | A2010-Котлован
A2010100 | Выемка грунта и планировка основания | 4 |  | N/A | 21-01 20 10 00 | N/A | N/A |  | A2010100-Выемка грунта и планировка основания
A2010110 | Выемка грунта | 5 |  | N/A | 21-01 20 10 10 | N/A | N/A |  | A2010110-Выемка грунта
A2010120 | Насыпь грунта до отметки основания (когда дно котлована выше сущ. рельефа) |  |  | N/A | 21-01 20 10 20 | N/A | N/A |  | A2010120-Насыпь грунта до отметки основания (когда дно котлована выше сущ. рельефа)
A2010130 | Обратная засыпка с послойным трамбованием |  | -2001320 | Multiple Values | 21-01 20 10 30 | Multiple Values | N/A |  | A2010130-Обратная засыпка с послойным трамбованием
A2010200 | Обратная засыпка пазух котлована и уплотнение | 4 | -2000032 | Multiple Values | 21-01 20 10 00 | Multiple Values | N/A |  | A2010200-Обратная засыпка пазух котлована и уплотнение
A2010300 | Укрепление откосов и стенок котлована | 4 | -2000032 | Multiple Values | 21-01 20 10 00 | Multiple Values | N/A |  | A2010300-Укрепление откосов и стенок котлована
A2010310 | Укрепление подпорками | 5 | -2000032 | Multiple Values | 21-01 20 10 10 | Multiple Values | N/A |  | A2010310-Укрепление подпорками
A2020 | Подвальные стены | 3 | -2000180 | Multiple Values | 21-01 20 20 | Multiple Values | N/A |  | A2020-Подвальные стены
A2020100 | Конструкции стен подвала | 4 | -2000032 | Multiple Values | 21-01 20 20 00 | Multiple Values | N/A |  | A2020100-Конструкции стен подвала
A2020110 | Подвальные стены - монолитные | 5 | -2000035 | N/A | 21-01 20 20 10 | N/A | N/A |  | A2020110-Подвальные стены - монолитные
A2020120 | Подвальные стены - сборный бетон | 5 |  | Multiple Values | 21-01 20 20 20 | Multiple Values | N/A |  | A2020120-Подвальные стены - сборный бетон
A2020130 | Подвальные стены - деревянные | 5 | -2000035 | Multiple Values | 21-01 20 20 30 | Multiple Values | N/A |  | A2020130-Подвальные стены - деревянные
A2020200 | Гидроизоляция | 4 |  | Multiple Values | 21-01 20 20 00 | Multiple Values | N/A |  | A2020200-Гидроизоляция
A2020210 | Фундаментная гидроизоляция | 5 | -2000032 | Multiple Values | 21-01 20 20 10 | Multiple Values | N/A |  | A2020210-Фундаментная гидроизоляция
A2020300 | Утепление подвальных стен | 4 |  | N/A | 21-01 20 20 00 | N/A | N/A |  | A2020300-Утепление подвальных стен
A2020310 | Жесткая изоляция фундаментных стен | 5 | -2000120 | Multiple Values | 21-01 20 20 10 | Multiple Values | N/A |  | A2020310-Жесткая изоляция фундаментных стен
A2020400 | Внутренняя отделка подвала | 4 | -2000038 | 09 20 00 | 21-01 20 20 00 | 22-09 20 00 | N/A |  | A2020400-Внутренняя отделка подвала
B | Несущие и ограждающие конструкции | 1 | -2000126 | Multiple Values | 21-02 | Multiple Values | N/A | Несущие о ограждающие конструкции
B10 | Конструкции выше нуля | 2 | -2000120 | 05 51 23 | 21-02 10 | 22-05 51 23 | N/A | B10-Конструкции выше нуля
B1010 | Конструкции этажа | 3 | -2000120 | 05 51 36 | 21-02 10 10 | 22-05 51 36 | N/A | B1010-Конструкции этажа
B1010100 | Конструкции подвесного цокольного перекрытия | 4 | -2000120 | 05 51 23 | 21-02 10 10 00 | 22-05 51 23 | N/A | B1010100-Конструкции подвесного цокольного перекрытия
B1010200 | Конструкции этажа - Вертикальные элементы | 4 |  | N/A | 21-02 10 10 00 | N/A | N/A | B1010200-Конструкции этажа - Вертикальные элементы
B1010210 | Несущие стены - Монолитная бетонная | 5 | -2000011 | N/A | 21-02 10 10 10 | N/A | N/A | B1010210-Несущие стены - Монолитная бетонная
B1010215 | Несущие стены - Сборная бетонная | 5 | -2000011 | Multiple Values | 21-02 10 10 15 | Multiple Values | N/A | B1010215-Несущие стены - Сборная бетонная
B1010220 | Несущие стены - Каркас обшитый гипсокартоном | 5 | -2000011 | Multiple Values | 21-02 10 10 20 | Multiple Values | N/A | B1010220-Несущие стены - Каркас обшитый гипсокартоном
B1010225 | Несущие стены - Каркас оштукатуренный | 5 | -2000011 | 09 20 00 | 21-02 10 10 25 | 22-09 20 00 | N/A | B1010225-Несущие стены - Каркас оштукатуренный
B1010240 | Колонны - Монолитные | 5 | -2000011 | Multiple Values | 21-02 10 10 40 | Multiple Values | N/A | B1010240-Колонны - Монолитные
B1010245 | Колонны - Сборный бетон | 5 | -2000011 | Multiple Values | 21-02 10 10 45 | Multiple Values | N/A | B1010245-Колонны - Сборный бетон
B1010250 | Колонны - Стальные | 5 | -2000014 | Multiple Values | 21-02 10 10 50 | Multiple Values | N/A | B1010250-Колонны - Стальные
B1010255 | Колонны - Деревянные | 5 | -2000011 | Multiple Values | 21-02 10 10 55 | Multiple Values | N/A | B1010255-Колонны - Деревянные
B1010300 | Конструкции этажа - Горизонтальные элементы | 4 | -2000014 | Multiple Values | 21-02 10 10 00 | Multiple Values | N/A | B1010300-Конструкции этажа - Горизонтальные элементы
B1010310 | Балки - Монолитные | 5 | -2000014 | 08 50 00 | 21-02 10 10 10 | 22-08 50 00 | N/A | B1010310-Балки - Монолитные
B1010320 | Балки - Сборный бетон | 5 | -2000014 | Multiple Values | 21-02 10 10 20 | Multiple Values | N/A | B1010320-Балки - Сборный бетон
B1010325 | Балки - Сборный бетон ТТ-образные | 5 | -2000014 | 08 50 00 | 21-02 10 10 25 | 22-08 50 00 | N/A | B1010325-Балки - Сборный бетон ТТ-образные
B1010330 | Балки - Стальные | 5 | -2000011 | 08 43 00 | 21-02 10 10 30 | 22-08 43 00 | N/A | B1010330-Балки - Стальные
B1010340 | Балки - Деревянные (Цельная древесина) | 5 | -2000014 | Multiple Values | 21-02 10 10 40 | Multiple Values | N/A | B1010340-Балки - Деревянные (Цельная древесина)
B1010345 | Балки - Деревянные (Клееная древесина) | 5 | -2000023 | N/A | 21-02 10 10 45 | N/A | N/A | B1010345-Балки - Деревянные (Клееная древесина)
B1010350 | Балки настила - Стальные | 5 | -2000023 | Multiple Values | 21-02 10 10 50 | Multiple Values | N/A | B1010350-Балки настила - Стальные
B1010355 | Балки настила - Деревянные (Цельная древесина) | 5 | -2000023 | 08 10 00 | 21-02 10 10 55 | 22-08 10 00 | N/A | B1010355-Балки настила - Деревянные (Цельная древесина)
B1010358 | Балки настила - Деревянные (Клееная древесина) | 5 | -2000023 | Multiple Values | 21-02 10 10 58 | Multiple Values | N/A | B1010358-Балки настила - Деревянные (Клееная древесина)
B1010370 | Металлический профнастил | 5 | -2000023 | 08 30 00 | 21-02 10 10 70 | 22-08 30 00 | N/A | B1010370-Металлический профнастил
B1010375 | Деревянное покрытие | 5 | -2000023 | Multiple Values | 21-02 10 10 75 | Multiple Values | N/A | B1010375-Деревянное покрытие
B1010380 | Сборные пустотные плиты | 5 | -2000023 | Multiple Values | 21-02 10 10 80 | Multiple Values | N/A | B1010380-Сборные пустотные плиты
B1010400 | Смешанные конструктивые системы | 4 | -2000023 | Multiple Values | 21-02 10 10 00 | Multiple Values | N/A | B1010400-Смешанные конструктивые системы
B1010410 | Монолитная ж/б плита опертая по 2 сторонам | 5 | -2000014 | 08 90 00 | 21-02 10 10 10 | 22-08 90 00 | N/A | B1010410-Монолитная ж/б плита опертая по 2 сторонам
B1010412 | Монолитная плоская ж/б плита | 5 | -2000014 | 08 91 00 | 21-02 10 10 12 | 22-08 91 00 | N/A | B1010412-Монолитная плоская ж/б плита
B1010414 | Монолитная ж/б плита с капителями | 5 | -2000014 | 08 95 00 | 21-02 10 10 14 | 22-08 95 00 | N/A | B1010414-Монолитная ж/б плита с капителями
B1010416 | Монолитная балочная ж/б плита | 5 |  | N/A | 21-02 10 10 16 | N/A | N/A | B1010416-Монолитная балочная ж/б плита
B1010418 | Кесонная монолитная плита | 5 | -2000014 | Multiple Values | 21-02 10 10 18 | Multiple Values | N/A | B1010418-Кесонная монолитная плита
B1010420 | Монолитная балка и плита - по 2 сторонам | 5 | -2000014 | Multiple Values | 21-02 10 10 20 | Multiple Values | N/A | B1010420-Монолитная балка и плита - по 2 сторонам
B1010422 | Монолитная балка и плита - по 4 сторонам | 5 | -2000126 | Multiple Values | 21-02 10 10 22 | Multiple Values | N/A | B1010422-Монолитная балка и плита - по 4 сторонам
B1010430 | Композитная балка и плита | 5 |  | Multiple Values | 21-02 10 10 30 | Multiple Values | N/A | B1010430-Композитная балка и плита
B1010432 | Композитная балка, настил и плита | 5 | -2001350 | 10 81 13 | 21-02 10 10 32 | 22-10 81 13 | N/A | B1010432-Композитная балка, настил и плита
B1010434 | Монолитная ж/б плита по профнастилу | 5 | -2001350 | Multiple Values | 21-02 10 10 34 | Multiple Values | N/A | B1010434-Монолитная ж/б плита по профнастилу
B1010440 | Сборные пустотные плиты перекрытий по сборным балкам | 5 |  | N/A | 21-02 10 10 40 | N/A | N/A | B1010440-Сборные пустотные плиты перекрытий по сборным балкам
B1010442 | Сборные ТТ-плиты перекрытий по сборным балкам | 5 | -2000035 | N/A | 21-02 10 10 42 | N/A | N/A | B1010442-Сборные ТТ-плиты перекрытий по сборным балкам
B1010460 | Стальные фермы с балками | 5 | -2000035 | Multiple Values | 21-02 10 10 60 | Multiple Values | N/A | B1010460-Стальные фермы с балками
B1010462 | Металлические балки с балками настила) | 5 | -2000035 | Multiple Values | 21-02 10 10 62 | Multiple Values | N/A | B1010462-Металлические балки с балками настила)
B1010464 | Стальные фермы с крестовыми связями | 5 | -2000035 | N/A | 21-02 10 10 64 | N/A | N/A | B1010464-Стальные фермы с крестовыми связями
B1010470 | Конструкция перекрытия из ЛСТК | 5 | -2000035 | Multiple Values | 21-02 10 10 70 | Multiple Values | N/A | B1010470-Конструкция перекрытия из ЛСТК
B1010480 | Деревянные балки с прогонами | 5 | -2001350 | N/A | 21-02 10 10 80 | N/A | N/A | B1010480-Деревянные балки с прогонами
B1010482 | Клееные деревянные балки с прогонами | 5 | -2001350 | Multiple Values | 21-02 10 10 82 | Multiple Values | N/A | B1010482-Клееные деревянные балки с прогонами
B1010500 | Конструкция перекрытия балкона | 4 | -2001350 | Multiple Values | 21-02 10 10 00 | Multiple Values | N/A | B1010500-Конструкция перекрытия балкона
B1010600 | Рампы | 4 | -2001350 | Multiple Values | 21-02 10 10 00 | Multiple Values | N/A | B1010600-Рампы
B1010700 | Наружные лестницы и пожарные выходы | 4 | -2000035 | N/A | 21-02 10 10 00 | N/A | N/A | B1010700-Наружные лестницы и пожарные выходы
B1010800 | Система лотков в перекрытии | 4 | -2000035 | 07 18 00 | 21-02 10 10 00 | 22-07 18 00 | N/A | B1010800-Система лотков в перекрытии
B1010900 | Огнезащита - Конструкция перекрытия | 4 | -2000035 | 07 10 00 | 21-02 10 10 00 | 22-07 10 00 | N/A | B1010900-Огнезащита - Конструкция перекрытия
B1010910 | Огнезащита металлической балки | 5 | -2000035 | Multiple Values | 21-02 10 10 10 | Multiple Values | N/A | B1010910-Огнезащита металлической балки
B1010920 | Огнезащита стальной колонны | 5 | -2000035 | Multiple Values | 21-02 10 10 20 | Multiple Values | N/A | B1010920-Огнезащита стальной колонны
B1020 | Конструкции кровли | 3 |  | N/A | 21-02 10 20 | N/A | N/A | B1020-Конструкции кровли
B1020100 | Плоская кровля - Вертикальные элементы | 4 | -2000014 | Multiple Values | 21-02 10 20 00 | Multiple Values | N/A | B1020100-Плоская кровля - Вертикальные элементы
B1020110 | Несущие стены - Монолитная бетонная | 5 | -2001350 | Multiple Values | 21-02 10 20 10 | Multiple Values | N/A | B1020110-Несущие стены - Монолитная бетонная
B1020115 | Несущие стены - Сборная бетонная | 5 | -2001350 | Multiple Values | 21-02 10 20 15 | Multiple Values | N/A | B1020115-Несущие стены - Сборная бетонная
B1020120 | Несущие стены - Каркас обшитый гипсокартоном | 5 | -2000038 | N/A | 21-02 10 20 20 | N/A | N/A | B1020120-Несущие стены - Каркас обшитый гипсокартоном
B1020125 | Несущие стены - Каркас оштукатуренный | 5 | -2000038 | Multiple Values | 21-02 10 20 25 | Multiple Values | N/A | B1020125-Несущие стены - Каркас оштукатуренный
B1020140 | Колонны - Монолитные | 5 | -2000038 | Multiple Values | 21-02 10 20 40 | Multiple Values | N/A | B1020140-Колонны - Монолитные
B1020145 | Колонны - Сборный бетон | 5 | -2000038 | Multiple Values | 21-02 10 20 45 | Multiple Values | N/A | B1020145-Колонны - Сборный бетон
B1020150 | Колонны - Металические | 5 |  | N/A | 21-02 10 20 50 | N/A | N/A | B1020150-Колонны - Металические
B1020155 | Колонны - Деревянные | 5 |  | N/A | 21-02 10 20 55 | N/A | N/A | B1020155-Колонны - Деревянные
B1020200 | Плоская кровля - Горизонтальные элементы | 4 | -2000011 | 10 22 00 | 21-02 10 20 00 | 22-10 22 00 | N/A | B1020200-Плоская кровля - Горизонтальные элементы
B1020210 | Балки - Монолитные | 5 | -2000011 | Multiple Values | 21-02 10 20 10 | Multiple Values | N/A | B1020210-Балки - Монолитные
B1020220 | Балки - Сборный бетон | 5 | -2000011 | 08 43 00 | 21-02 10 20 20 | 22-08 43 00 | N/A | B1020220-Балки - Сборный бетон
B1020225 | Балки - Сборный бетон ТТ-образные | 5 | -2000011 | Multiple Values | 21-02 10 20 25 | Multiple Values | N/A | B1020225-Балки - Сборный бетон ТТ-образные
B1020230 | Балки - Стальные | 5 | -2000011 | Multiple Values | 21-02 10 20 30 | Multiple Values | N/A | B1020230-Балки - Стальные
B1020240 | Балки - Деревянные (цельная древесина) | 5 | -2000011 | Multiple Values | 21-02 10 20 40 | Multiple Values | N/A | B1020240-Балки - Деревянные (цельная древесина)
B1020245 | Балки - Деревянные (клееная древесина) | 5 | -2000011 | Multiple Values | 21-02 10 20 45 | Multiple Values | N/A | B1020245-Балки - Деревянные (клееная древесина)
B1020250 | Балки настила - Стальные | 5 | -2000014 | 08 50 00 | 21-02 10 20 50 | 22-08 50 00 | N/A | B1020250-Балки настила - Стальные
B1020255 | Балки настила - Деревянные (цельная древесина) | 5 | -2000014 | 08 50 00 | 21-02 10 20 55 | 22-08 50 00 | N/A | B1020255-Балки настила - Деревянные (цельная древесина)
B1020258 | Балки настила - Деревянные (клееная древесина) | 5 | -2000014 | 08 50 00 | 21-02 10 20 58 | 22-08 50 00 | N/A | B1020258-Балки настила - Деревянные (клееная древесина)
B1020260 | Металлический профнастил | 5 | -2000014 | Multiple Values | 21-02 10 20 60 | Multiple Values | N/A | B1020260-Металлический профнастил
B1020265 | Деревянное покрытие | 5 | -2000014 | Multiple Values | 21-02 10 20 65 | Multiple Values | N/A | B1020265-Деревянное покрытие
B1020270 | Сборные пустотные плиты | 5 | -2000023 | 08 10 00 | 21-02 10 20 70 | 22-08 10 00 | N/A | B1020270-Сборные пустотные плиты
B1020300 | Плоская кровля - Конструктивная система | 4 | -2000023 | 08 10 00 | 21-02 10 20 00 | 22-08 10 00 | N/A | B1020300-Плоская кровля - Конструктивная система
B1020310 | Монолитная ж/б плита опертая по 2-м сторонам | 5 | -2000023 | Multiple Values | 21-02 10 20 10 | Multiple Values | N/A | B1020310-Монолитная ж/б плита опертая по 2-м сторонам
B1020312 | Монолитная плоская ж/б плита | 5 | -2000023 | Multiple Values | 21-02 10 20 12 | Multiple Values | N/A | B1020312-Монолитная плоская ж/б плита
B1020314 | Монолитная ж/б плита с капителями | 5 | -2000023 | 08 35 13 | 21-02 10 20 14 | 22-08 35 13 | N/A | B1020314-Монолитная ж/б плита с капителями
B1020316 | Монлитная балочная ж/б плита | 5 | -2000023 | Multiple Values | 21-02 10 20 16 | Multiple Values | N/A | B1020316-Монлитная балочная ж/б плита
B1020318 | Кесонная монолитная плита | 5 | -2000023 | Multiple Values | 21-02 10 20 18 | Multiple Values | N/A | B1020318-Кесонная монолитная плита
B1020320 | Монолитная балка и плита по 2 сторонам | 5 | -2000023 | Multiple Values | 21-02 10 20 20 | Multiple Values | N/A | B1020320-Монолитная балка и плита по 2 сторонам
B1020322 | Монолитная балка и плита по 4 сторонам | 5 | -2000023 | 08 31 00 | 21-02 10 20 22 | 22-08 31 00 | N/A | B1020322-Монолитная балка и плита по 4 сторонам
B1020330 | Композитная балка и плита | 5 | -2000023 | Multiple Values | 21-02 10 20 30 | Multiple Values | N/A | B1020330-Композитная балка и плита
B1020332 | Композитная балка, настил и плита | 5 | -2000023 | N/A | 21-02 10 20 32 | N/A | N/A | B1020332-Композитная балка, настил и плита
B1020334 | Монолитная ж/б плита по профнастилу | 5 | -2000023 | Multiple Values | 21-02 10 20 34 | Multiple Values | N/A | B1020334-Монолитная ж/б плита по профнастилу
B1020340 | Сборные пустотные плиты перекрытий по сборным балкам | 5 | -2000023 | Multiple Values | 21-02 10 20 40 | Multiple Values | N/A | B1020340-Сборные пустотные плиты перекрытий по сборным балкам
B1020342 | Сборные ТТ-плиты по сборным балкам | 5 | -2000032 | N/A | 21-02 10 20 42 | N/A | N/A | B1020342-Сборные ТТ-плиты по сборным балкам
B1020360 | Стальные фермы с балками | 5 | -2000032 | 09 69 00 | 21-02 10 20 60 | 22-09 69 00 | N/A | B1020360-Стальные фермы с балками
B1020362 | Металлические балки с балками настила) | 5 | -2000032 | N/A | 21-02 10 20 62 | N/A | N/A | B1020362-Металлические балки с балками настила)
B1020364 | Стальные фермы с крестовыми связями | 5 | -2000038 | N/A | 21-02 10 20 64 | N/A | N/A | B1020364-Стальные фермы с крестовыми связями
B1020370 | Конструкция перекрытия из ЛСТК | 5 | -2000038 | Multiple Values | 21-02 10 20 70 | Multiple Values | N/A | B1020370-Конструкция перекрытия из ЛСТК
B1020380 | Деревянные балки с прогонами | 5 | -2000038 | Multiple Values | 21-02 10 20 80 | Multiple Values | N/A | B1020380-Деревянные балки с прогонами
B1020382 | Клееные деревянные балки с прогонами | 5 | -2000038 | Multiple Values | 21-02 10 20 82 | Multiple Values | N/A | B1020382-Клееные деревянные балки с прогонами
B1020400 | Скатная конструкция кровли | 4 | -2000038 | Multiple Values | 21-02 10 20 00 | Multiple Values | N/A | B1020400-Скатная конструкция кровли
B1020500 | Сводчатая конструкция кровли | 4 | -2000038 | Multiple Values | 21-02 10 20 00 | Multiple Values | N/A | B1020500-Сводчатая конструкция кровли
B1020600 | Куполообразная конструкция кровли | 4 |  | N/A | 21-02 10 20 00 | N/A | N/A | B1020600-Куполообразная конструкция кровли
B1020700 | Тканевая (натяжная) кровельная конструкция | 4 | -2000126 | Multiple Values | 21-02 10 20 00 | Multiple Values | N/A | B1020700-Тканевая (натяжная) кровельная конструкция
B1020800 | Навесы | 4 | -2000014 | 08 91 00 | 21-02 10 20 00 | 22-08 91 00 | N/A | B1020800-Навесы
B1020900 | Огнезащита - Кровельные конструкции | 4 | -2001350 | Multiple Values | 21-02 10 20 00 | Multiple Values | N/A | B1020900-Огнезащита - Кровельные конструкции
B1020910 | Огнезащита металлической балки | 5 | -2001350 | Multiple Values | 21-02 10 20 10 | Multiple Values | N/A | B1020910-Огнезащита металлической балки
B1020920 | Огнезащита стальной колонны | 5 | -2000011 | Multiple Values | 21-02 10 20 20 | Multiple Values | N/A | B1020920-Огнезащита стальной колонны | Наружное ограждение
B20 | Наружное ограждение | 2 | -2001350 | Multiple Values | 21-02 20 | Multiple Values | N/A |  | B20-Наружное ограждение
B2010 | Наружные стены | 3 | -2001350 | Multiple Values | 21-02 20 10 | Multiple Values | N/A |  | B2010-Наружные стены
B2010100 | Конструкция наружной стены | 4 | -2001350 | 10 84 16 | 21-02 20 10 00 | 22-10 84 16 | N/A |  | B2010100-Конструкция наружной стены
B2010110 | Наружная стена - Монолитная | 5 | -2001350 | Multiple Values | 21-02 20 10 10 | Multiple Values | N/A |  | B2010110-Наружная стена - Монолитная
B2010120 | Наружная стена - Сборный бетон | 5 | -2001350 | Multiple Values | 21-02 20 10 20 | Multiple Values | N/A |  | B2010120-Наружная стена - Сборный бетон
B2010125 | Наружная стена - Сборные перемычки и детали | 5 | -2001350 | Multiple Values | 21-02 20 10 25 | Multiple Values | N/A |  | B2010125-Наружная стена - Сборные перемычки и детали
B2010130 | Наружная стена - Сборно-монолитная Tilt-up | 5 | -2001350 | Multiple Values | 21-02 20 10 30 | Multiple Values | N/A |  | B2010130-Наружная стена - Сборно-монолитная Tilt-up
B2010140 | Наружная стена - Сборный бетон | 5 |  | N/A | 21-02 20 10 40 | N/A | N/A |  | B2010140-Наружная стена - Сборный бетон
B2010142 | Наружная стена - Сборные пустотные блоки | 5 |  | 09 70 00 | 21-02 20 10 42 | 22-09 70 00 | N/A |  | B2010142-Наружная стена - Сборные пустотные блоки
B2010144 | Наружная стена - Сборная композитная | 5 | -2000011 | 09 30 00 | 21-02 20 10 44 | 22-09 30 00 | N/A |  | B2010144-Наружная стена - Сборная композитная
B2010146 | Наружная стена - Сборные перемычки и детали | 5 | -2000011 | Multiple Values | 21-02 20 10 46 | Multiple Values | N/A |  | B2010146-Наружная стена - Сборные перемычки и детали
B2010148 | Наружная стена - Стеклянные блоки | 5 | -2000011 | Multiple Values | 21-02 20 10 48 | Multiple Values | N/A |  | B2010148-Наружная стена - Стеклянные блоки
B2010150 | Наружная стена - Кирпич (Один слой) | 5 | -2000011 | 09 73 00 | 21-02 20 10 50 | 22-09 73 00 | N/A |  | B2010150-Наружная стена - Кирпич (Один слой)
B2010152 | Наружная стена - Кирпич (Два отдельных ряда) | 5 | -2000011 | 09 75 00 | 21-02 20 10 52 | 22-09 75 00 | N/A |  | B2010152-Наружная стена - Кирпич (Два отдельных ряда)
B2010154 | Наружная стена - Кирпич пустотный | 5 | -2000011 | Multiple Values | 21-02 20 10 54 | Multiple Values | N/A |  | B2010154-Наружная стена - Кирпич пустотный
B2010156 | Наружная стена - Кирпич композитный | 5 | -2000011 | 09 90 00 | 21-02 20 10 56 | 22-09 90 00 | N/A |  | B2010156-Наружная стена - Кирпич композитный
B2010158 | Наружная стена - Кирпичная облицовка каркаса | 5 | -2000011 | Multiple Values | 21-02 20 10 58 | Multiple Values | N/A |  | B2010158-Наружная стена - Кирпичная облицовка каркаса
B2010160 | Наружная стена - Каменная облицовка каркаса | 5 | -2000011 | Multiple Values | 21-02 20 10 60 | Multiple Values | N/A |  | B2010160-Наружная стена - Каменная облицовка каркаса
B2010170 | Наружная стена - Каркас металлической обшивки | 5 |  | Multiple Values | 21-02 20 10 70 | Multiple Values | N/A |  | B2010170-Наружная стена - Каркас металлической обшивки
B2010175 | Наружная стена - Металлические панели обшивки | 5 | -2000032 | 09 60 00 | 21-02 20 10 75 | 22-09 60 00 | N/A |  | B2010175-Наружная стена - Металлические панели обшивки
B2010180 | Наружная стена - Деревянный каркас с обшивкой и битумной черепицей | 5 | -2000032 | Multiple Values | 21-02 20 10 80 | Multiple Values | N/A |  | B2010180-Наружная стена - Деревянный каркас с обшивкой и битумной черепицей
B2010185 | Наружная стена - Деревянный каркас со штукатуркой | 5 | -2000032 | 09 30 00 | 21-02 20 10 85 | 22-09 30 00 | N/A |  | B2010185-Наружная стена - Деревянный каркас со штукатуркой
B2010200 | Парапеты | 4 | -2000032 | Multiple Values | 21-02 20 10 00 | Multiple Values | N/A |  | B2010200-Парапеты
B2010300 | Наружные фонари, экраны и ограждения | 4 | -2000032 | Multiple Values | 21-02 20 10 00 | Multiple Values | N/A |  | B2010300-Наружные фонари, экраны и ограждения
B2010400 | Наружная солнечная батарея | 4 | -2000032 | 09 64 00 | 21-02 20 10 00 | 22-09 64 00 | N/A |  | B2010400-Наружная солнечная батарея
B2010500 | Балконные стены и ограждения | 4 | -2000032 | 09 65 00 | 21-02 20 10 00 | 22-09 65 00 | N/A |  | B2010500-Балконные стены и ограждения
B2010600 | Наружная нижняя поверхность выступающих конструкций | 4 | -2000032 | Multiple Values | 21-02 20 10 00 | Multiple Values | N/A |  | B2010600-Наружная нижняя поверхность выступающих конструкций
B2020 | Наружные окна | 3 | -2000032 | Multiple Values | 21-02 20 20 | Multiple Values | N/A |  | B2020-Наружные окна
B2020100 | Окна | 4 | -2000032 | Multiple Values | 21-02 20 20 00 | Multiple Values | N/A |  | B2020100-Окна
B2020110 | Окна - Алюминиевые | 5 | -2000032 | Multiple Values | 21-02 20 20 10 | Multiple Values | N/A |  | B2020110-Окна - Алюминиевые
B2020120 | Окна - Металлические | 5 | -2000032 | Multiple Values | 21-02 20 20 20 | Multiple Values | N/A |  | B2020120-Окна - Металлические
B2020130 | Окна - Дерево | 5 | -2000032 | Multiple Values | 21-02 20 20 30 | Multiple Values | N/A |  | B2020130-Окна - Дерево
B2020200 | Навесные стены | 4 |  | N/A | 21-02 20 20 00 | N/A | N/A |  | B2020200-Навесные стены
B2020210 | Навесные стены - каркас стены | 5 | -2000120 | 09 30 00 | 21-02 20 20 10 | 22-09 30 00 | N/A |  | B2020210-Навесные стены - каркас стены
B2020220 | Навесные стены - панели | 5 | -2000120 | 09 63 00 | 21-02 20 20 20 | 22-09 63 00 | N/A |  | B2020220-Навесные стены - панели
B2020300 | Витражи | 4 | -2000120 | 09 64 00 | 21-02 20 20 00 | 22-09 64 00 | N/A |  | B2020300-Витражи
B2020400 | Оконные сетчатые экраны | 4 | -2000120 | 09 65 00 | 21-02 20 20 00 | 22-09 65 00 | N/A |  | B2020400-Оконные сетчатые экраны
B2030 | Наружные двери | 3 | -2000120 | 09 66 00 | 21-02 20 30 | 22-09 66 00 | N/A |  | B2030-Наружные двери
B2030100 | Остекленные двери | 4 | -2000120 | 09 68 00 | 21-02 20 30 00 | 22-09 68 00 | N/A |  | B2030100-Остекленные двери
B2030110 | Наружные остекленные двери - Алюминиевые | 5 |  | 09 50 00 | 21-02 20 30 10 | 22-09 50 00 | N/A |  | B2030110-Наружные остекленные двери - Алюминиевые
B2030120 | Наружные остекленные двери - Стальные | 5 | -2000038 | 09 20 00 | 21-02 20 30 20 | 22-09 20 00 | N/A |  | B2030120-Наружные остекленные двери - Стальные
B2030130 | Наружные остекленные двери - Деревянные | 5 | -2000038 | Multiple Values | 21-02 20 30 30 | Multiple Values | N/A |  | B2030130-Наружные остекленные двери - Деревянные
B2030200 | Глухие наружные двери | 4 | -2000038 | 09 90 00 | 21-02 20 30 00 | 22-09 90 00 | N/A |  | B2030200-Глухие наружные двери
B2030210 | Наружные глухие двери - Алюминиевые | 5 | -2000038 | Multiple Values | 21-02 20 30 10 | Multiple Values | N/A |  | B2030210-Наружные глухие двери - Алюминиевые
B2030220 | Наружные глухие двери - Стальные | 5 | -2000038 | Multiple Values | 21-02 20 30 20 | Multiple Values | N/A |  | B2030220-Наружные глухие двери - Стальные
B2030230 | Наружные глухие двери - Деревянные | 5 |  | 09 06 00.13 | 21-02 20 30 30 | 22-09 06 00 13 | N/A |  | B2030230-Наружные глухие двери - Деревянные
B2030300 | Вращающаяся двери | 4 |  | N/A | 21-02 20 30 00 | N/A | N/A |  | B2030300-Вращающаяся двери
B2030400 | Подъемные ворота и решетчатые ворота | 4 |  | 14 00 00 | 21-02 20 30 00 | 22-14 00 00 | N/A |  | B2030400-Подъемные ворота и решетчатые ворота
B2030410 | Подъемные ворота | 5 | -2001350 | Multiple Values | 21-02 20 30 10 | Multiple Values | N/A |  | B2030410-Подъемные ворота
B2030420 | Решетчатые ворота | 5 | -2001350 | Multiple Values | 21-02 20 30 20 | Multiple Values | N/A |  | B2030420-Решетчатые ворота
B2030500 | Проемы в стене | 4 | -2001350 | Multiple Values | 21-02 20 30 00 | Multiple Values | N/A |  | B2030500-Проемы в стене
B2030900 | Другие наружные двери | 4 | -2001350 | 14 31 00 | 21-02 20 30 00 | 22-14 31 00 | N/A | Кровля | B2030900-Другие наружные двери
B30 | Кровля | 2 | -2001350 | 14 10 00 | 21-02 30 | 22-14 10 00 | N/A | B30-Кровля
B3010 | Покрытие кровли | 3 | -2001350 | 14 33 00 | 21-02 30 10 | 22-14 33 00 | N/A | B3010-Покрытие кровли
B3010100 | Отделочный слой кровли | 4 | -2001350 | N/A | 21-02 30 10 00 | N/A | N/A | B3010100-Отделочный слой кровли
B3010110 | Кровля - Сборная | 5 | -2001350 | 14 32 00 | 21-02 30 10 10 | 22-14 32 00 | N/A | B3010110-Кровля - Сборная
B3010120 | Кровля - Однослойная мембрана | 5 | -2001350 | Multiple Values | 21-02 30 10 20 | Multiple Values | N/A | B3010120-Кровля - Однослойная мембрана
B3010130 | Кровля - Профнастил | 5 | -2001350 | Multiple Values | 21-02 30 10 30 | Multiple Values | N/A | B3010130-Кровля - Профнастил
B3010140 | Кровля - Прокатная сталь | 5 | -2001350 | Multiple Values | 21-02 30 10 40 | Multiple Values | N/A | B3010140-Кровля - Прокатная сталь
B3010150 | Кровля - Мягкая черепица | 5 | -2001350 | N/A | 21-02 30 10 50 | N/A | N/A | B3010150-Кровля - Мягкая черепица
B3010200 | Кровельные дорожки и Мембраны эксплуатируемой кровли | 4 | -2001350 | 41 22 13 | 21-02 30 10 00 | 22-41 22 13 | N/A | B3010200-Кровельные дорожки и Мембраны эксплуатируемой кровли
B3010300 | Кровельная Теплоизоляция и Засыпка | 4 | -2001350 | 41 22 23 | 21-02 30 10 00 | 22-41 22 23 | N/A | B3010300-Кровельная Теплоизоляция и Засыпка
B3010310 | Кровельная жесткая изоляция | 5 | -2001350 | 41 22 33 | 21-02 30 10 10 | 22-41 22 33 | N/A | B3010310-Кровельная жесткая изоляция
B3010400 | Кровельная гидроизоляция в местах стыков и окантовки | 4 | -2001350 | 41 21 00 | 21-02 30 10 00 | 22-41 21 00 | N/A | B3010400-Кровельная гидроизоляция в местах стыков и окантовки
B3010410 | Гидроизолирующий кровельный фартук | 5 | -2001350 | 34 77 16 | 21-02 30 10 10 | 22-34 77 16 | N/A | B3010410-Гидроизолирующий кровельный фартук
B3010420 | Кровельные зашивки по контуру | 5 | -2001350 | Multiple Values | 21-02 30 10 20 | Multiple Values | N/A | B3010420-Кровельные зашивки по контуру
B3010430 | Кровельные фартуки | 5 | -2001350 | 14 92 00 | 21-02 30 10 30 | 22-14 92 00 | N/A | B3010430-Кровельные фартуки
B3010500 | Кровельные карнизы и свесы крыши | 4 | -2001350 | 14 81 00 | 21-02 30 10 00 | 22-14 81 00 | N/A | B3010500-Кровельные карнизы и свесы крыши
B3010600 | Водоотливы и Водосточные трубы | 4 | -2001350 | 14 81 00 | 21-02 30 10 00 | 22-14 81 00 | N/A | B3010600-Водоотливы и Водосточные трубы
B3010610 | Водоотливы | 5 | -2001350 | 14 82 00 | 21-02 30 10 10 | 22-14 82 00 | N/A | B3010610-Водоотливы
B3010620 | Водосточные трубы | 5 | -2001350 | 14 83 00 | 21-02 30 10 20 | 22-14 83 00 | N/A | B3010620-Водосточные трубы
B3020 | Кровельные проемы | 3 | -2001350 | Multiple Values | 21-02 30 20 | Multiple Values | N/A | B3020-Кровельные проемы
B3020100 | Остекленные кровельные проемы | 4 | -2001350 | 11 24 23 | 21-02 30 20 00 | 22-11 24 23 | N/A | B3020100-Остекленные кровельные проемы
B3020110 | Кровельные фонари | 5 |  | 22 00 00 | 21-02 30 20 10 | 22-22 00 00 | N/A | B3020110-Кровельные фонари
B3020200 | Кровельные люки | 4 |  | 22 11 00 | 21-02 30 20 00 | 22-22 11 00 | N/A | B3020200-Кровельные люки
B3020210 | Кровельные люки | 5 | -2001140 | 22 12 00 | 21-02 30 20 10 | 22-22 12 00 | N/A | B3020210-Кровельные люки
B3020220 | Люки дымоудаления | 5 | -2001140 | Multiple Values | 21-02 30 20 20 | Multiple Values | N/A | B3020220-Люки дымоудаления
B3020230 | Кровельное вспомогательное оснащение | 5 | -2008044 | 22 11 16 | 21-02 30 20 30 | 22-22 11 16 | N/A | B3020230-Кровельное вспомогательное оснащение
B3020300 | Дефлектор | 4 | -2001160 | Multiple Values | 21-02 30 20 00 | Multiple Values | N/A | B3020300-Дефлектор | Внутренние элементы
C | Внутренние элементы ненесущие (перегородки, двери, отделка) | 1 | -2008055 | Multiple Values | 21-03 | Multiple Values | N/A |  | C-Внутренние элементы ненесущие (перегородки, двери, отделка)
C10 | Внутренние конструкции. Перегородки, Двери, Мебель | 2 |  | 22 13 00 | 21-03 10 | 22-22 13 00 | N/A |  | C10-Внутренние конструкции. Перегородки, Двери, Мебель
C1010 | Перегородки | 3 | -2001140 | Multiple Values | 21-03 10 10 | Multiple Values | N/A |  | C1010-Перегородки
C1010100 | Стационарные перегородки | 4 | -2008044 | Multiple Values | 21-03 10 10 00 | Multiple Values | N/A |  | C1010100-Стационарные перегородки
C1010110 | Перегородки - Кирпич полнотелый | 5 | -2008055 | Multiple Values | 21-03 10 10 10 | Multiple Values | N/A |  | C1010110-Перегородки - Кирпич полнотелый
C1010115 | Перегородки - Кирпич пустотелый | 5 |  | 22 14 00 | 21-03 10 10 15 | 22-22 14 00 | N/A |  | C1010115-Перегородки - Кирпич пустотелый
C1010118 | Перегородки - Каменные блоки с пустотами | 5 | -2001140 | Multiple Values | 21-03 10 10 18 | Multiple Values | N/A |  | C1010118-Перегородки - Каменные блоки с пустотами
C1010120 | Перегородки - Мелкоштучные цементо-песчаные блоки | 5 | -2008044 | Multiple Values | 21-03 10 10 20 | Multiple Values | N/A |  | C1010120-Перегородки - Мелкоштучные цементо-песчаные блоки
C1010130 | Перегородки - Стеклянные блоки | 5 | -2001160 | Multiple Values | 21-03 10 10 30 | Multiple Values | N/A |  | C1010130-Перегородки - Стеклянные блоки
C1010135 | Перегородки - Навесные временные | 5 |  | 22 13 63 | 21-03 10 10 35 | 22-22 13 63 | N/A |  | C1010135-Перегородки - Навесные временные
C1010140 | Перегородки - Гипсокартонные с деревянным каркасом | 5 | -2008055 | Multiple Values | 21-03 10 10 40 | Multiple Values | N/A |  | C1010140-Перегородки - Гипсокартонные с деревянным каркасом
C1010145 | Перегородки - Гипсокартонные с металлическим каркасом | 5 |  | Multiple Values | 21-03 10 10 45 | Multiple Values | N/A |  | C1010145-Перегородки - Гипсокартонные с металлическим каркасом
C1010150 | Перегородки - Оштукатуренные по утеплителю в деревянном каркасе | 5 |  | N/A | 21-03 10 10 50 | N/A | N/A |  | C1010150-Перегородки - Оштукатуренные по утеплителю в деревянном каркасе
C1010155 | Перегородки - Оштукатуренные по утеплителю в металлическом каркасе | 5 |  | Multiple Values | 21-03 10 10 55 | Multiple Values | N/A |  | C1010155-Перегородки - Оштукатуренные по утеплителю в металлическом каркасе
C1010180 | Компоненты перегородки - Деревянный каркас | 5 |  | Multiple Values | 21-03 10 10 80 | Multiple Values | N/A |  | C1010180-Компоненты перегородки - Деревянный каркас
C1010185 | Компоненты перегородки - Металлический каркас | 5 |  | Multiple Values | 21-03 10 10 85 | Multiple Values | N/A |  | C1010185-Компоненты перегородки - Металлический каркас
C1010190 | Компоненты перегородки - Гипсокартон | 5 |  | Multiple Values | 21-03 10 10 90 | Multiple Values | N/A |  | C1010190-Компоненты перегородки - Гипсокартон
C1010195 | Компоненты перегородки - Штукатурка | 5 |  | Multiple Values | 21-03 10 10 95 | Multiple Values | N/A |  | C1010195-Компоненты перегородки - Штукатурка
C1010200 | Перегородки съемные | 4 | -2008055 | Multiple Values | 21-03 10 10 00 | Multiple Values | N/A |  | C1010200-Перегородки съемные
C1010210 | Перегородки - Съемные, гипсокартонные | 5 |  | 23 00 00 | 21-03 10 10 10 | 22-23 00 00 | N/A |  | C1010210-Перегородки - Съемные, гипсокартонные
C1010300 | Перегородки раздвижные | 4 |  | 23 10 00 | 21-03 10 10 00 | 22-23 10 00 | N/A |  | C1010300-Перегородки раздвижные
C1010310 | Перегородки складные | 5 | -2008044 | 23 11 00 | 21-03 10 10 10 | 22-23 11 00 | N/A |  | C1010310-Перегородки складные
C1010400 | Перегородки устраиваемые "по месту" сантехнические для туалетов | 4 | -2001140 | Multiple Values | 21-03 10 10 00 | Multiple Values | N/A |  | C1010400-Перегородки устраиваемые "по месту" сантехнические для туалетов
C1010500 | Пергородки устраиваемые "по месту" для отсеков, купе, кабин | 4 | -2001140 | 23 13 00 | 21-03 10 10 00 | 22-23 13 00 | N/A |  | C1010500-Пергородки устраиваемые "по месту" для отсеков, купе, кабин
C1010600 | Внутренние балюстрады и экраны | 4 |  | N/A | 21-03 10 10 00 | N/A | N/A |  | C1010600-Внутренние балюстрады и экраны
C1010700 | Внутренние окна и витрины | 4 | -2001140 | Multiple Values | 21-03 10 10 00 | Multiple Values | N/A |  | C1010700-Внутренние окна и витрины
C1010710 | Внутренние остекленные проемы | 5 | -2001140 | 23 71 13 | 21-03 10 10 10 | 22-23 71 13 | N/A |  | C1010710-Внутренние остекленные проемы
C1020 | Внутренние двери | 3 | -2001140 | Multiple Values | 21-03 10 20 | Multiple Values | N/A |  | C1020-Внутренние двери
C1020100 | Внутренние дверные полотна | 4 | -2008055 | Multiple Values | 21-03 10 20 00 | Multiple Values | N/A |  | C1020100-Внутренние дверные полотна
C1020110 | Внутренние дверные полотна - металлические | 5 |  | N/A | 21-03 10 20 10 | N/A | N/A |  | C1020110-Внутренние дверные полотна - металлические
C1020120 | Внутренние дверные полотна - деревянные | 5 | -2001140 | Multiple Values | 21-03 10 20 20 | Multiple Values | N/A |  | C1020120-Внутренние дверные полотна - деревянные
C1020200 | Дверные коробки внутренние | 4 | -2001140 | 23 76 00 | 21-03 10 20 00 | 22-23 76 00 | N/A |  | C1020200-Дверные коробки внутренние
C1020210 | Дверная коробка - Металлическая | 5 | -2001140 | Multiple Values | 21-03 10 20 10 | Multiple Values | N/A |  | C1020210-Дверная коробка - Металлическая
C1020220 | Дверная коробка - Деревянная | 5 | -2001140 | Multiple Values | 21-03 10 20 20 | Multiple Values | N/A |  | C1020220-Дверная коробка - Деревянная
C1020300 | Внутренние двери с коробкой | 4 | -2008055 | Multiple Values | 21-03 10 20 00 | Multiple Values | N/A |  | C1020300-Внутренние двери с коробкой
C1020310 | Внутренние металлические двери с металлической коробкой | 5 |  | N/A | 21-03 10 20 10 | N/A | N/A |  | C1020310-Внутренние металлические двери с металлической коробкой
C1020320 | Внутренние деревянные двери с металлической коробкой | 5 | -2008044 | Multiple Values | 21-03 10 20 20 | Multiple Values | N/A |  | C1020320-Внутренние деревянные двери с металлической коробкой
C1020330 | Внутренние деревянные двери с деревянной коробкой | 5 | -2008044 | Multiple Values | 21-03 10 20 30 | Multiple Values | N/A |  | C1020330-Внутренние деревянные двери с деревянной коробкой
C1020400 | Фурнитура для внутренних дверей | 4 |  | Multiple Values | 21-03 10 20 00 | Multiple Values | N/A |  | C1020400-Фурнитура для внутренних дверей
C1020410 | Фурнитура внутренней двери | 5 |  | Multiple Values | 21-03 10 20 10 | Multiple Values | N/A |  | C1020410-Фурнитура внутренней двери
C1020500 | Элементы проемов внутренних дверей | 4 |  | N/A | 21-03 10 20 00 | N/A | N/A |  | C1020500-Элементы проемов внутренних дверей
C1020600 | Фрамуги и боковой свет внутренних дверей | 4 | -2008000 | Multiple Values | 21-03 10 20 00 | Multiple Values | N/A |  | C1020600-Фрамуги и боковой свет внутренних дверей
C1020700 | Внутренние люки и двери доступа в тех. помещения | 4 | -2008000 | Multiple Values | 21-03 10 20 00 | Multiple Values | N/A |  | C1020700-Внутренние люки и двери доступа в тех. помещения
C1030 | Мебель и приборы | 3 | -2008000 | Multiple Values | 21-03 10 30 | Multiple Values | N/A |  | C1030-Мебель и приборы
C1030100 | Отсеки и кабины заводского изготовления | 4 | -2008000 | Multiple Values | 21-03 10 30 00 | Multiple Values | N/A |  | C1030100-Отсеки и кабины заводского изготовления
C1030110 | Сантехнические перегородки заводского изготовления | 5 | -2001140 | 23 72 00 | 21-03 10 30 10 | 22-23 72 00 | N/A |  | C1030110-Сантехнические перегородки заводского изготовления
C1030120 | Телефонные кабины | 5 | -2001140 | 23 40 00 | 21-03 10 30 20 | 22-23 40 00 | N/A |  | C1030120-Телефонные кабины
C1030200 | Аксессуары для ванной и санузла | 4 | -2008016 | Multiple Values | 21-03 10 30 00 | Multiple Values | N/A |  | C1030200-Аксессуары для ванной и санузла
C1030210 | Аксессуары для ванной и санузла - коммерческие | 5 | -2001140 | N/A | 21-03 10 30 10 | N/A | N/A |  | C1030210-Аксессуары для ванной и санузла - коммерческие
C1030220 | Аксессуары для ванной и санузла - жилые | 5 | -2001350 | Multiple Values | 21-03 10 30 20 | Multiple Values | N/A |  | C1030220-Аксессуары для ванной и санузла - жилые
C1030230 | Больничные шторы раздвижные | 5 |  | N/A | 21-03 10 30 30 | N/A | N/A |  | C1030230-Больничные шторы раздвижные
C1030300 | Специализированные хранилища | 4 |  | 21 00 00 | 21-03 10 30 00 | 22-21 00 00 | N/A |  | C1030300-Специализированные хранилища
C1030310 | Сейфы, шкафчики | 5 | -2008044 | Multiple Values | 21-03 10 30 10 | Multiple Values | N/A |  | C1030310-Сейфы, шкафчики
C1030320 | Стеллаж | 5 | -2001350 | Multiple Values | 21-03 10 30 20 | Multiple Values | N/A |  | C1030320-Стеллаж
C1030330 | Бункер для деталей | 5 | -2008055 | Multiple Values | 21-03 10 30 30 | Multiple Values | N/A |  | C1030330-Бункер для деталей
C1030400 | Шкафы и счетчики заводского изготовления | 4 | -2001350 | 10 44 00 | 21-03 10 30 00 | 22-10 44 00 | N/A |  | C1030400-Шкафы и счетчики заводского изготовления
C1030410 | Шкафы | 5 | -2001350 | 10 44 13 | 21-03 10 30 10 | 22-10 44 13 | N/A |  | C1030410-Шкафы
C1030500 | Информационная и визуальная навигация | 4 | -2001350 | 10 44 16 | 21-03 10 30 00 | 22-10 44 16 | N/A |  | C1030500-Информационная и визуальная навигация
C1030510 | Знаки | 5 | -2001350 | 10 44 33 | 21-03 10 30 10 | 22-10 44 33 | N/A |  | C1030510-Знаки
C1030520 | Информационные стенды, доски для управления строительством | 5 | -2001350 | 10 44 43 | 21-03 10 30 20 | 22-10 44 43 | N/A |  | C1030520-Информационные стенды, доски для управления строительством
C1030530 | Доски объявлений | 5 |  | 26 00 00 | 21-03 10 30 30 | 22-26 00 00 | N/A |  | C1030530-Доски объявлений
C1030540 | Классные доски и Белые доски с маркерами | 5 | -2001040 | N/A | 21-03 10 30 40 | N/A | N/A |  | C1030540-Классные доски и Белые доски с маркерами
C1030600 | Внутренние тактильные напольные указатели для МГН | 4 | -2001040 | Multiple Values | 21-03 10 30 00 | Multiple Values | N/A |  | C1030600-Внутренние тактильные напольные указатели для МГН
C1030610 | Турникеты | 5 | -2001040 | Multiple Values | 21-03 10 30 10 | Multiple Values | N/A |  | C1030610-Турникеты
C1030700 | Интегрированные приложения | 4 | -2001040 | 26 31 00 | 21-03 10 30 00 | 22-26 31 00 | N/A |  | C1030700-Интегрированные приложения
C1030900 | Другие приспособления | 4 | -2001040 | 48 18 00 | 21-03 10 30 00 | 22-48 18 00 | N/A |  | C1030900-Другие приспособления
C1030910 | Почтовые ящики | 5 | -2001040 | Multiple Values | 21-03 10 30 10 | Multiple Values | N/A | Лестницы | C1030910-Почтовые ящики
C20 | Лестницы | 2 | -2001040 | 26 36 00 | 21-03 20 | 22-26 36 00 | N/A | C20-Лестницы
C2010 | Конструкции лестниц | 3 | -2001040 | Multiple Values | 21-03 20 10 | Multiple Values | N/A | C2010-Конструкции лестниц
C2010100 | Прямые лестницы | 4 |  | N/A | 21-03 20 10 00 | N/A | N/A | C2010100-Прямые лестницы
C2010110 | Лестницы - Монолитные | 5 | -2001040 | Multiple Values | 21-03 20 10 10 | Multiple Values | N/A | C2010110-Лестницы - Монолитные
C2010120 | Лестницы - Сборные | 5 |  | Multiple Values | 21-03 20 10 20 | Multiple Values | N/A | C2010120-Лестницы - Сборные
C2010130 | Лестницы - Стальные | 5 | -2001060 | Multiple Values | 21-03 20 10 30 | Multiple Values | N/A | C2010130-Лестницы - Стальные
C2010140 | Лестницы - Деревянные | 5 | -2001040 | Multiple Values | 21-03 20 10 40 | Multiple Values | N/A | C2010140-Лестницы - Деревянные
C2010200 | Изогнутые лестницы | 4 | -2001060 | N/A | 21-03 20 10 00 | N/A | N/A | C2010200-Изогнутые лестницы
C2010300 | Спиралевидные лестницы | 4 |  | Multiple Values | 21-03 20 10 00 | Multiple Values | N/A | C2010300-Спиралевидные лестницы
C2010310 | Спиралевидные лестницы - Металлические | 5 | -2001060 | 26 27 26 | 21-03 20 10 10 | 22-26 27 26 | N/A | C2010310-Спиралевидные лестницы - Металлические
C2010320 | Спиралевидные лестницы - Деревянные | 5 |  | Multiple Values | 21-03 20 10 20 | Multiple Values | N/A | C2010320-Спиралевидные лестницы - Деревянные
C2010400 | Лестничные поручни и балюстрады | 4 |  | 26 50 00 | 21-03 20 10 00 | 22-26 50 00 | N/A | C2010400-Лестничные поручни и балюстрады
C2020 | Лестничная отделка | 3 | -2008087 | Multiple Values | 21-03 20 20 | Multiple Values | N/A | C2020-Лестничная отделка
C2020100 | Лестница, Отделка ступеней и площадки | 4 |  | Multiple Values | 21-03 20 20 00 | Multiple Values | N/A | C2020100-Лестница, Отделка ступеней и площадки
C2020200 | Лестница, Отделка софита | 4 | -2001120 | Multiple Values | 21-03 20 20 00 | Multiple Values | N/A | C2020200-Лестница, Отделка софита
C2020300 | Отделка лестничного ограждения и балюстрад | 4 |  | Multiple Values | 21-03 20 20 00 | Multiple Values | N/A | C2020300-Отделка лестничного ограждения и балюстрад | Внутренная отделка помещений
C30 | Внутренняя отделка помещений | 2 |  | N/A | 21-03 30 | N/A | N/A |  | C30-Внутренняя отделка помещений
C3010 | Отделка стен | 3 | -2001060 | Multiple Values | 21-03 30 10 | Multiple Values | N/A |  | C3010-Отделка стен
C3010100 | Отделка стен | 4 | -2001040 | Multiple Values | 21-03 30 10 00 | Multiple Values | N/A |  | C3010100-Отделка стен
C3010110 | Отделка стен - Краска | 5 | -2001040 | 26 43 00 | 21-03 30 10 10 | 22-26 43 00 | N/A |  | C3010110-Отделка стен - Краска
C3010120 | Отделка стен - Декоративная штукатурка | 5 |  | Multiple Values | 21-03 30 10 20 | Multiple Values | N/A |  | C3010120-Отделка стен - Декоративная штукатурка
C3010130 | Отделка стен - Покрытие обоями | 5 |  | 27 00 00 | 21-03 30 10 30 | 22-27 00 00 | N/A |  | C3010130-Отделка стен - Покрытие обоями
C3010140 | Отделка стен - Зашивка панелями | 5 | -2008083 | 27 20 00 | 21-03 30 10 40 | 22-27 20 00 | N/A |  | C3010140-Отделка стен - Зашивка панелями
C3010150 | Отделка стен - Кафельная плитка | 5 | -2008083 | Multiple Values | 21-03 30 10 50 | Multiple Values | N/A |  | C3010150-Отделка стен - Кафельная плитка
C3010300 | Отделка колонн | 4 | -2008083 | Multiple Values | 21-03 30 10 00 | Multiple Values | N/A |  | C3010300-Отделка колонн
C3020 | Отделка полов | 3 | -2008083 | Multiple Values | 21-03 30 20 | Multiple Values | N/A |  | C3020-Отделка полов
C3020100 | Напольные покрытия | 4 | -2008083 | Multiple Values | 21-03 30 20 00 | Multiple Values | N/A |  | C3020100-Напольные покрытия
C3020110 | Бетонные стяжки | 5 | -2008083 | Multiple Values | 21-03 30 20 10 | Multiple Values | N/A |  | C3020110-Бетонные стяжки
C3020120 | Акриловые покрытия | 5 | -2008075 | 27 30 00 | 21-03 30 20 20 | 22-27 30 00 | N/A |  | C3020120-Акриловые покрытия
C3020130 | Эпоксидные покрытия | 5 | -2008075 | Multiple Values | 21-03 30 20 30 | Multiple Values | N/A |  | C3020130-Эпоксидные покрытия
C3020200 | Дорожные мембраны | 4 | -2008075 | Multiple Values | 21-03 30 20 00 | Multiple Values | N/A |  | C3020200-Дорожные мембраны
C3020300 | Уплотнители | 4 | -2008075 | Multiple Values | 21-03 30 20 00 | Multiple Values | N/A |  | C3020300-Уплотнители
C3020400 | Напольное покрытие | 4 | -2008075 | Multiple Values | 21-03 30 20 00 | Multiple Values | N/A |  | C3020400-Напольное покрытие
C3020410 | Напольное покрытие - Sheet Goods | 5 | -2008075 | Multiple Values | 21-03 30 20 10 | Multiple Values | N/A |  | C3020410-Напольное покрытие - Sheet Goods
C3020420 | Напольное покрытие - Terrazzo | 5 | -2008081 | 27 40 00 | 21-03 30 20 20 | 22-27 40 00 | N/A |  | C3020420-Напольное покрытие - Terrazzo
C3020430 | Напольное покрытие - Кафельная плитка | 5 | -2008081 | Multiple Values | 21-03 30 20 30 | Multiple Values | N/A |  | C3020430-Напольное покрытие - Кафельная плитка
C3020440 | Напольное покрытие - Виниловый пол | 5 | -2008081 | Multiple Values | 21-03 30 20 40 | Multiple Values | N/A |  | C3020440-Напольное покрытие - Виниловый пол
C3020450 | Напольное покрытие - Дерево | 5 | -2008081 | 27 50 00 | 21-03 30 20 50 | 22-27 50 00 | N/A |  | C3020450-Напольное покрытие - Дерево
C3020490 | Напольное покрытие - Другой | 5 | -2008081 | Multiple Values | 21-03 30 20 90 | Multiple Values | N/A |  | C3020490-Напольное покрытие - Другой
C3020500 | Ковролин | 4 | -2008077 | Multiple Values | 21-03 30 20 00 | Multiple Values | N/A |  | C3020500-Ковролин
C3020510 | Ковер | 5 |  | Multiple Values | 21-03 30 20 10 | Multiple Values | N/A |  | C3020510-Ковер
C3020520 | Ковровая плитка | 5 |  | Multiple Values | 21-03 30 20 20 | Multiple Values | N/A |  | C3020520-Ковровая плитка
C3020600 | Основание, бордюры, подрезки | 4 |  | Multiple Values | 21-03 30 20 00 | Multiple Values | N/A |  | C3020600-Основание, бордюры, подрезки
C3020610 | Основа - Винил и резина | 5 |  | 28 00 00 | 21-03 30 20 10 | 22-28 00 00 | N/A |  | C3020610-Основа - Винил и резина
C3020620 | Основа - Дерево | 5 |  | 28 10 00 | 21-03 30 20 20 | 22-28 10 00 | N/A |  | C3020620-Основа - Дерево
C3020700 | Входные пьедесталы | 4 | -2008079 | Multiple Values | 21-03 30 20 00 | Multiple Values | N/A |  | C3020700-Входные пьедесталы
C3020800 | Подпольные и подстилающие слои | 4 | -2008079 | Multiple Values | 21-03 30 20 00 | Multiple Values | N/A |  | C3020800-Подпольные и подстилающие слои
C3020810 | Подпольные и подстилающие слои - Деревянные | 5 | -2008079 | 28 20 00 | 21-03 30 20 10 | 22-28 20 00 | N/A |  | C3020810-Подпольные и подстилающие слои - Деревянные
C3030 | Отделка потолка | 3 | -2008079 | Multiple Values | 21-03 30 30 | Multiple Values | N/A |  | C3030-Отделка потолка
C3030100 | Накладные потолочные покрытия | 4 | -2008079 | Multiple Values | 21-03 30 30 00 | Multiple Values | N/A |  | C3030100-Накладные потолочные покрытия
C3030110 | Потолки - Краска | 5 |  | 28 30 00 | 21-03 30 30 10 | 22-28 30 00 | N/A |  | C3030110-Потолки - Краска
C3030120 | Потолки - Штукатурка | 5 | -2008085 | Multiple Values | 21-03 30 30 20 | Multiple Values | N/A |  | C3030120-Потолки - Штукатурка
C3030130 | Потолки - Обои | 5 | -2008085 | Multiple Values | 21-03 30 30 30 | Multiple Values | N/A |  | C3030130-Потолки - Обои
C3030140 | Потолки - Панели | 5 | -2008085 | Multiple Values | 21-03 30 30 40 | Multiple Values | N/A |  | C3030140-Потолки - Панели
C3030150 | Потолки - Плитка | 5 | -2008085 | Multiple Values | 21-03 30 30 50 | Multiple Values | N/A |  | C3030150-Потолки - Плитка
C3030200 | Подвесные потолки | 4 |  | Multiple Values | 21-03 30 30 00 | Multiple Values | N/A |  | C3030200-Подвесные потолки
C3030210 | Подвесные потолки - Типа ARMSTRONG | 5 |  | Multiple Values | 21-03 30 30 10 | Multiple Values | N/A |  | C3030210-Подвесные потолки - Типа ARMSTRONG
C3030220 | Подвесные потолки - Гипсокартон | 5 |  | 28 46 00 | 21-03 30 30 20 | 22-28 46 00 | N/A |  | C3030220-Подвесные потолки - Гипсокартон
C3030230 | Подвесные потолки - Натяжной | 5 |  | Multiple Values | 21-03 30 30 30 | Multiple Values | N/A |  | C3030230-Подвесные потолки - Натяжной
C3030300 | Компоненты подвесного потолка | 4 |  | N/A | 21-03 30 30 00 | N/A | N/A |  | C3030300-Компоненты подвесного потолка
C3030310 | Компоненты потолка - Гипсокартон | 5 |  | Multiple Values | 21-03 30 30 10 | Multiple Values | N/A |  | C3030310-Компоненты потолка - Гипсокартон
C3030320 | Компоненты потолка - Натяжной | 5 |  | 25 30 00 | 21-03 30 30 20 | 22-25 30 00 | N/A |  | C3030320-Компоненты потолка - Натяжной
C3030900 | Другие потолочные отделки | 4 |  | 25 50 00 | 21-03 30 30 00 | 22-25 50 00 | N/A | Обслуживающее оборудование, вспомогательное | C3030900-Другие потолочные отделки
D | Обслуживающее оборудование, вспомогательное | 1 |  | 25 51 00 | 21-04 | 22-25 51 00 | N/A | D-Обслуживающее оборудование, вспомогательное
D10 | Транспортирование | 2 |  | 25 52 00 | 21-04 10 | 22-25 52 00 | N/A | D10-Транспортирование
D1010 | Подъемники и лифты | 3 |  | 25 53 00 | 21-04 10 10 | 22-25 53 00 | N/A | D1010-Подъемники и лифты
D1010100 | Пассажирские подъемники | 4 |  | 25 54 00 | 21-04 10 10 00 | 22-25 54 00 | N/A | D1010100-Пассажирские подъемники
D1010110 | Подъемники - Гидравлические | 5 |  | 25 55 00 | 21-04 10 10 10 | 22-25 55 00 | N/A | D1010110-Подъемники - Гидравлические
D1010130 | Подъемники - Масляные | 5 |  | 25 56 00 | 21-04 10 10 30 | 22-25 56 00 | N/A | D1010130-Подъемники - Масляные
D1010140 | Подъемники - Редукторные | 5 |  | 25 57 00 | 21-04 10 10 40 | 22-25 57 00 | N/A | D1010140-Подъемники - Редукторные
D1010150 | Подъемники - Тяговые зубчатые | 5 |  | 25 58 00 | 21-04 10 10 50 | 22-25 58 00 | N/A | D1010150-Подъемники - Тяговые зубчатые
D1010200 | Грузовые подъемники | 4 |  | Multiple Values | 21-04 10 10 00 | Multiple Values | N/A | D1010200-Грузовые подъемники
D1010210 | Подъемники - Грузовые | 5 |  | N/A | 21-04 10 10 10 | N/A | N/A | D1010210-Подъемники - Грузовые
D1010300 | Лифты | 4 |  | 11 00 00 | 21-04 10 10 00 | 22-11 00 00 | N/A | D1010300-Лифты
D1010310 | Лифты - Пассажирские | 5 | -2001350 | 11 10 00 | 21-04 10 10 10 | 22-11 10 00 | N/A | D1010310-Лифты - Пассажирские
D1020 | Эскалаторы и Траволаторы | 3 | -2001350 | Multiple Values | 21-04 10 20 | Multiple Values | N/A | D1020-Эскалаторы и Траволаторы
D1020100 | Эскалаторы | 4 | -2001350 | Multiple Values | 21-04 10 20 00 | Multiple Values | N/A | D1020100-Эскалаторы
D1020110 | Эскалаторы | 5 | -2001350 | Multiple Values | 21-04 10 20 10 | Multiple Values | N/A | D1020110-Эскалаторы
D1020200 | Траволаторы | 4 | -2001350 | Multiple Values | 21-04 10 20 00 | Multiple Values | N/A | D1020200-Траволаторы
D1020210 | Траволаторы | 5 | -2001350 | 11 20 00 | 21-04 10 20 10 | 22-11 20 00 | N/A | D1020210-Траволаторы
D1090 | Другие конвейерные системы | 3 | -2001350 | Multiple Values | 21-04 10 90 | Multiple Values | N/A | D1090-Другие конвейерные системы
D1090100 | Кухонный лифт (небольшой лифт для еды и посуды) | 4 | -2001350 | Multiple Values | 21-04 10 90 00 | Multiple Values | N/A | D1090100-Кухонный лифт (небольшой лифт для еды и посуды)
D1090200 | Пневматическая трубная система | 4 | -2001350 | Multiple Values | 21-04 10 90 00 | Multiple Values | N/A | D1090200-Пневматическая трубная система
D1090300 | Лебедки и краны | 4 | -2001350 | 11 22 00 | 21-04 10 90 00 | 22-11 22 00 | N/A | D1090300-Лебедки и краны
D1090400 | Конвейеры | 4 | -2001350 | Multiple Values | 21-04 10 90 00 | Multiple Values | N/A | D1090400-Конвейеры
D1090410 | Конвейеры - Горизонтальные и наклонные | 5 | -2001350 | Multiple Values | 21-04 10 90 10 | Multiple Values | N/A | D1090410-Конвейеры - Горизонтальные и наклонные
D1090420 | Конвейеры - Вертикальные | 5 | -2001350 | Multiple Values | 21-04 10 90 20 | Multiple Values | N/A | D1090420-Конвейеры - Вертикальные
D1090500 | Лотки | 4 | -2001350 | 11 26 00 | 21-04 10 90 00 | 22-11 26 00 | N/A | D1090500-Лотки
D1090510 | Лотки - Белье и мусороудаление | 5 | -2001350 | Multiple Values | 21-04 10 90 10 | Multiple Values | N/A | D1090510-Лотки - Белье и мусороудаление
D1090520 | Лотки - Почта | 5 | -2001350 | Multiple Values | 21-04 10 90 20 | Multiple Values | N/A | D1090520-Лотки - Почта
D1090600 | Вращающийся стол | 4 | -2001350 | Multiple Values | 21-04 10 90 00 | Multiple Values | N/A | D1090600-Вращающийся стол
D1090700 | Системы обработки и загрузки багажа | 4 | -2001350 | Multiple Values | 21-04 10 90 00 | Multiple Values | N/A | D1090700-Системы обработки и загрузки багажа
D1090800 | Другие системы транспортировки | 4 | -2001350 | 11 50 00 | 21-04 10 90 00 | 22-11 50 00 | N/A | D1090800-Другие системы транспортировки | Сантехника
D20 | Сантехника | 2 | -2001350 | Multiple Values | 21-04 20 | Multiple Values | N/A |  | D20-Сантехника
D2010 | Сантехника | 3 | -2001350 | Multiple Values | 21-04 20 10 | Multiple Values | N/A |  | D2010-Сантехника
D2010100 | Унитазы | 4 | -2001350 | Multiple Values | 21-04 20 10 00 | Multiple Values | N/A |  | D2010100-Унитазы
D2010110 | Унитазы - Одиночные | 5 | -2001350 | Multiple Values | 21-04 20 10 10 | Multiple Values | N/A |  | D2010110-Унитазы - Одиночные
D2010120 | Унитазы - Групповые | 5 | -2001350 | Multiple Values | 21-04 20 10 20 | Multiple Values | N/A |  | D2010120-Унитазы - Групповые
D2010200 | Писсуары | 4 | -2001350 | 11 30 00 | 21-04 20 10 00 | 22-11 30 00 | N/A |  | D2010200-Писсуары
D2010210 | Писсуары - Одиночные | 5 | -2001350 | Multiple Values | 21-04 20 10 10 | Multiple Values | N/A |  | D2010210-Писсуары - Одиночные
D2010220 | Писсуары - С датчиками движения | 5 | -2001350 | 11 33 00 | 21-04 20 10 20 | 22-11 33 00 | N/A |  | D2010220-Писсуары - С датчиками движения
D2010300 | Умывальники в санузлах | 4 | -2001350 | 11 34 00 | 21-04 20 10 00 | 22-11 34 00 | N/A |  | D2010300-Умывальники в санузлах
D2010310 | Умывальники - Одиночные | 5 | -2001350 | N/A | 21-04 20 10 10 | N/A | N/A |  | D2010310-Умывальники - Одиночные
D2010320 | Умывальники - С датчиками движения | 5 | -2001350 | Multiple Values | 21-04 20 10 20 | Multiple Values | N/A |  | D2010320-Умывальники - С датчиками движения
D2010400 | Раковины и мойки | 4 | -2001350 | Multiple Values | 21-04 20 10 00 | Multiple Values | N/A |  | D2010400-Раковины и мойки
D2010410 | Раковины - Кухонные | 5 | -2001350 | Multiple Values | 21-04 20 10 10 | Multiple Values | N/A |  | D2010410-Раковины - Кухонные
D2010420 | Раковины - Прачечные | 5 | -2001350 | Multiple Values | 21-04 20 10 20 | Multiple Values | N/A |  | D2010420-Раковины - Прачечные
D2010430 | Раковины - Лабораторные | 5 | -2001350 | 11 90 00 | 21-04 20 10 30 | 22-11 90 00 | N/A |  | D2010430-Раковины - Лабораторные
D2010440 | Раковины - Служебные | 5 | -2001350 | Multiple Values | 21-04 20 10 40 | Multiple Values | N/A |  | D2010440-Раковины - Служебные
D2010500 | Ванны | 4 | -2001350 | Multiple Values | 21-04 20 10 00 | Multiple Values | N/A |  | D2010500-Ванны
D2010510 | Ванны | 5 | -2001350 | Multiple Values | 21-04 20 10 10 | Multiple Values | N/A |  | D2010510-Ванны
D2010600 | Фонтаны | 4 | -2001350 | N/A | 21-04 20 10 00 | N/A | N/A |  | D2010600-Фонтаны
D2010610 | Фонтаны - Группа | 5 |  | 12 00 00 | 21-04 20 10 10 | 22-12 00 00 | N/A |  | D2010610-Фонтаны - Группа
D2010700 | Душ | 4 |  | N/A | 21-04 20 10 00 | N/A | N/A |  | D2010700-Душ
D2010710 | Душ | 5 |  | Multiple Values | 21-04 20 10 10 | Multiple Values | N/A |  | D2010710-Душ
D2010800 | Питьевые фонтаны и куллеры | 4 |  | Multiple Values | 21-04 20 10 00 | Multiple Values | N/A |  | D2010800-Питьевые фонтаны и куллеры
D2010810 | Питьевые фонтаны | 5 | -2001000 | Multiple Values | 21-04 20 10 10 | Multiple Values | N/A |  | D2010810-Питьевые фонтаны
D2010820 | Куллеры | 5 |  | Multiple Values | 21-04 20 10 20 | Multiple Values | N/A |  | D2010820-Куллеры
D2010900 | Другие сантехнические приборы | 4 |  | Multiple Values | 21-04 20 10 00 | Multiple Values | N/A |  | D2010900-Другие сантехнические приборы
D2010910 | Биде | 5 |  | N/A | 21-04 20 10 10 | N/A | N/A |  | D2010910-Биде
D2020 | Внутренние системы водоснабжения | 3 |  | Multiple Values | 21-04 20 20 | Multiple Values | N/A |  | D2020-Внутренние системы водоснабжения
D2020100 | Холодное водоснабжение | 4 | -2000080 | Multiple Values | 21-04 20 20 00 | Multiple Values | N/A |  | D2020100-Холодное водоснабжение
D2020200 | Горячее водоснабжение | 4 |  | Multiple Values | 21-04 20 20 00 | Multiple Values | N/A |  | D2020200-Горячее водоснабжение
D2020300 | Хозяйственное водоснабжение (не питьевое) | 4 |  | Multiple Values | 21-04 20 20 00 | Multiple Values | N/A |  | D2020300-Хозяйственное водоснабжение (не питьевое)
D2030 | Канализация | 3 |  | Multiple Values | 21-04 20 30 | Multiple Values | N/A |  | D2030-Канализация
D2030100 | Канализационные трубы | 4 |  | N/A | 21-04 20 30 00 | N/A | N/A |  | D2030100-Канализационные трубы
D2030200 | Вентиляционная труба | 4 |  | N/A | 21-04 20 30 00 | N/A | N/A |  | D2030200-Вентиляционная труба
D2030300 | Внутренний дренаж в полу | 4 | -2001350 | N/A | 21-04 20 30 00 | N/A | N/A |  | D2030300-Внутренний дренаж в полу
D2030400 | Оборудование для сантехнических отходов | 4 | -2001350 | Multiple Values | 21-04 20 30 00 | Multiple Values | N/A |  | D2030400-Оборудование для сантехнических отходов
D2030500 | Изоляция канализационных труб | 4 | -2001350 | Multiple Values | 21-04 20 30 00 | Multiple Values | N/A |  | D2030500-Изоляция канализационных труб
D2040 | Дождевой дренаж | 3 | -2001350 | 13 44 00 | 21-04 20 40 | 22-13 44 00 | N/A |  | D2040-Дождевой дренаж
D2040100 | Трубы и фиттинги | 4 | -2001350 | 13 30 00 | 21-04 20 40 00 | 22-13 30 00 | N/A |  | D2040100-Трубы и фиттинги
D2040200 | Кровельный дренаж | 4 | -2001350 | Multiple Values | 21-04 20 40 00 | Multiple Values | N/A |  | D2040200-Кровельный дренаж
D2040300 | Дренажные насосы и дренажное оборудование | 4 | -2001350 | 13 32 00 | 21-04 20 40 00 | 22-13 32 00 | N/A |  | D2040300-Дренажные насосы и дренажное оборудование
D2040400 | Изоляция дренажных труб | 4 | -2001350 | 13 33 00 | 21-04 20 40 00 | 22-13 33 00 | N/A |  | D2040400-Изоляция дренажных труб
D2090 | Другие трубные системы | 3 | -2001350 | Multiple Values | 21-04 20 90 | Multiple Values | N/A |  | D2090-Другие трубные системы
D2090100 | Система распределения газа | 4 | -2001350 | 10 73 16 | 21-04 20 90 00 | 22-10 73 16 | N/A |  | D2090100-Система распределения газа
D2090200 | Системы кислотных отходов | 4 | -2001350 | Multiple Values | 21-04 20 90 00 | Multiple Values | N/A |  | D2090200-Системы кислотных отходов
D2090300 | Жироуловители и перехватчики | 4 | -2001350 | 13 36 00 | 21-04 20 90 00 | 22-13 36 00 | N/A |  | D2090300-Жироуловители и перехватчики
D2090400 | Трубопроводы и оборудование для бассейнов | 4 | -2001350 | N/A | 21-04 20 90 00 | N/A | N/A |  | D2090400-Трубопроводы и оборудование для бассейнов
D2090500 | Декоративные фонтанные трубопроводы и устройства | 4 | -2001350 | 13 48 00 | 21-04 20 90 00 | 22-13 48 00 | N/A |  | D2090500-Декоративные фонтанные трубопроводы и устройства
D2090600 | Специальные системы водоснабжения | 4 | -2001350 | 13 48 00 | 21-04 20 90 00 | 22-13 48 00 | N/A |  | D2090600-Специальные системы водоснабжения
D2090800 | Трубы и фиттинги других трубопроводных систем | 4 | -2001350 | 13 49 00 | 21-04 20 90 00 | 22-13 49 00 | N/A |  | D2090800-Трубы и фиттинги других трубопроводных систем
D2090900 | Другие детали трубопроводных систем | 4 | -2001350 | N/A | 21-04 20 90 00 | N/A | N/A | Отопление, вентиляция и кондиционирование | D2090900-Другие детали трубопроводных систем
D30 | Отопление, вентиляция и кондеционирование | 2 | -2001350 | Multiple Values | 21-04 30 | Multiple Values | N/A | D30-Отопление, вентиляция и кондеционирование
D3010 | Энергоснабжение | 3 | -2001350 | Multiple Values | 21-04 30 10 | Multiple Values | N/A | D3010-Энергоснабжение
D3010100 | Система подачи масла | 4 | -2001350 | N/A | 21-04 30 10 00 | N/A | N/A | D3010100-Система подачи масла
D3010200 | Система подачи газа | 4 | -2001350 | 13 13 00 | 21-04 30 10 00 | 22-13 13 00 | N/A | D3010200-Система подачи газа
D3010300 | Система подачи угля | 4 | -2001350 | Multiple Values | 21-04 30 10 00 | Multiple Values | N/A | D3010300-Система подачи угля
D3010400 | Система подачи пара | 4 | -2001350 | 13 18 00 | 21-04 30 10 00 | 22-13 18 00 | N/A | D3010400-Система подачи пара
D3010500 | Система подачи горячей воды | 4 | -2001350 | 13 19 00 | 21-04 30 10 00 | 22-13 19 00 | N/A | D3010500-Система подачи горячей воды
D3010600 | Система подачи холодной воды | 4 | -2001350 | 13 28 00 | 21-04 30 10 00 | 22-13 28 00 | N/A | D3010600-Система подачи холодной воды
D3010700 | Солнечные энергетические системы | 4 | -2001350 | 13 28 13 | 21-04 30 10 00 | 22-13 28 13 | N/A | D3010700-Солнечные энергетические системы
D3010800 | Ветряные энергетические системы | 4 | -2001350 | 13 28 16 | 21-04 30 10 00 | 22-13 28 16 | N/A | D3010800-Ветряные энергетические системы
D3010900 | Системы на топливных элементах | 4 | -2001350 | 13 28 19 | 21-04 30 10 00 | 22-13 28 19 | N/A | D3010900-Системы на топливных элементах
D3020 | Теплогенерирующие системы | 3 | -2001350 | 13 28 26 | 21-04 30 20 | 22-13 28 26 | N/A | D3020-Теплогенерирующие системы
D3020100 | Бойлеры | 4 | -2001350 | 13 28 33 | 21-04 30 20 00 | 22-13 28 33 | N/A | D3020100-Бойлеры
D3020200 | Бойлерная комната и трубная обвязка | 4 | -2001350 | 13 28 66 | 21-04 30 20 00 | 22-13 28 66 | N/A | D3020200-Бойлерная комната и трубная обвязка
D3020300 | Вспомогательное оборудование | 4 | -2001350 | 13 50 00 | 21-04 30 20 00 | 22-13 50 00 | N/A | D3020300-Вспомогательное оборудование
D3020400 | Изоляция | 4 | -2001350 | 13 51 00 | 21-04 30 20 00 | 22-13 51 00 | N/A | D3020400-Изоляция
D3030 | Системы охлаждения | 3 | -2001350 | 13 51 00 | 21-04 30 30 | 22-13 51 00 | N/A | D3030-Системы охлаждения
D3030100 | Водяные системы охлаждения | 4 | -2001350 | Multiple Values | 21-04 30 30 00 | Multiple Values | N/A | D3030100-Водяные системы охлаждения
D3030200 | Обноступенчатые системы прямого расширения | 4 | -2001350 | N/A | 21-04 30 30 00 | N/A | N/A | D3030200-Обноступенчатые системы прямого расширения
D3030300 | Компоненты других систем охлаждения | 4 |  | N/A | 21-04 30 30 00 | N/A | N/A | D3030300-Компоненты других систем охлаждения
D3040 | Системы распределения | 3 |  | 02 80 00 | 21-04 30 40 | 22-02 80 00 | N/A | D3040-Системы распределения
D3040100 | Системы распределения воздуха | 4 |  | 02 81 00 | 21-04 30 40 00 | 22-02 81 00 | N/A | D3040100-Системы распределения воздуха
D3040200 | Системы вытяжной вентиляции | 4 |  | Multiple Values | 21-04 30 40 00 | Multiple Values | N/A | D3040200-Системы вытяжной вентиляции
D3040300 | Системы распределения пара | 4 |  | Multiple Values | 21-04 30 40 00 | Multiple Values | N/A | D3040300-Системы распределения пара
D3040400 | Распределение горячей воды | 4 |  | Multiple Values | 21-04 30 40 00 | Multiple Values | N/A | D3040400-Распределение горячей воды
D3040500 | Распределение холодной воды | 4 |  | Multiple Values | 21-04 30 40 00 | Multiple Values | N/A | D3040500-Распределение холодной воды
D3040600 | Системы распределения с переключением режимов работы | 4 |  | N/A | 21-04 30 40 00 | N/A | N/A | D3040600-Системы распределения с переключением режимов работы
D3040700 | Системы распределения гликоля | 4 |  | 02 41 16 | 21-04 30 40 00 | 22-02 41 16 | N/A | D3040700-Системы распределения гликоля
D3050 | Автономные и неавтономные местные кондиционеры | 3 |  | 02 41 16.13 | 21-04 30 50 | 22-02 41 16 13 | N/A | D3050-Автономные и неавтономные местные кондиционеры
D3050100 | Неавтономные местные кондиционеры | 4 |  | 02 41 16.23 | 21-04 30 50 00 | 22-02 41 16 23 | N/A | D3050100-Неавтономные местные кондиционеры
D3050200 | Автономные местные кондиционеры | 4 |  | 02 41 16.33 | 21-04 30 50 00 | 22-02 41 16 33 | N/A | D3050200-Автономные местные кондиционеры
D3060 | Контрольно-измерительные приборы и автоматика | 3 |  | 02 41 16.43 | 21-04 30 60 | 22-02 41 16 43 | N/A | D3060-Контрольно-измерительные приборы и автоматика
D3060100 | КИПиА отопительных систем | 4 |  | 02 41 19 | 21-04 30 60 00 | 22-02 41 19 | N/A | D3060100-КИПиА отопительных систем
D3060200 | КИПиА охладительных систем | 4 |  | 02 41 19.13 | 21-04 30 60 00 | 22-02 41 19 13 | N/A | D3060200-КИПиА охладительных систем
D3060300 | КИПиА воздушных систем отопления/охлаждения | 4 |  | 02 41 19.16 | 21-04 30 60 00 | 22-02 41 19 16 | N/A | D3060300-КИПиА воздушных систем отопления/охлаждения
D3060400 | КИПиА систем вентиляции и дымоудаления | 4 |  | 02 41 19.33 | 21-04 30 60 00 | 22-02 41 19 33 | N/A | D3060400-КИПиА систем вентиляции и дымоудаления
D3060500 | КИПиА вытяжки и вытяжных систем | 4 |  | 02 41 91 | 21-04 30 60 00 | 22-02 41 91 | N/A | D3060500-КИПиА вытяжки и вытяжных систем
D3060600 | КИПиА воздухораспределителей | 4 |  | 02 43 00 | 21-04 30 60 00 | 22-02 43 00 | N/A | D3060600-КИПиА воздухораспределителей
D3060700 | Приборы учета потребления энергии и мониторинга | 4 |  | 02 43 13 | 21-04 30 60 00 | 22-02 43 13 | N/A | D3060700-Приборы учета потребления энергии и мониторинга
D3060800 | Автоматизированная система управления инженерным оборудованием здания | 4 |  | 02 43 16 | 21-04 30 60 00 | 22-02 43 16 | N/A | D3060800-Автоматизированная система управления инженерным оборудованием здания
D3070 | Системы тестирования и балансировки | 3 |  | N/A | 21-04 30 70 | N/A | N/A | D3070-Системы тестирования и балансировки
D3070100 | Системы тестирования и балансировки трубопроводов | 4 |  | 31 00 00 | 21-04 30 70 00 | 22-31 00 00 | N/A | D3070100-Системы тестирования и балансировки трубопроводов
D3070200 | Системы тестирования и балансировки воздуховодов | 4 |  | 31 10 00 | 21-04 30 70 00 | 22-31 10 00 | N/A | D3070200-Системы тестирования и балансировки воздуховодов
D3070300 | Приемка и ввод в эксплуатацию систем ОВиК | 4 |  | 31 11 00 | 21-04 30 70 00 | 22-31 11 00 | N/A | D3070300-Приемка и ввод в эксплуатацию систем ОВиК
D3070900 | Тестирование и балансировка других систем | 4 |  | 31 13 00 | 21-04 30 70 00 | 22-31 13 00 | N/A | D3070900-Тестирование и балансировка других систем
D3090 | Другие системы и оборудование ОВиК | 3 |  | Multiple Values | 21-04 30 90 | Multiple Values | N/A | D3090-Другие системы и оборудование ОВиК
D3090100 | Специализированный охлаждающие системы и устройства | 4 |  | N/A | 21-04 30 90 00 | N/A | N/A | D3090100-Специализированный охлаждающие системы и устройства
D3090200 | Специализированный контроль влажности | 4 |  | N/A | 21-04 30 90 00 | N/A | N/A | D3090200-Специализированный контроль влажности
D3090300 | Пылеуловители | 4 |  | N/A | 21-04 30 90 00 | N/A | N/A | D3090300-Пылеуловители
D3090400 | Воздушные завесы | 4 |  | 02 41 13 | 21-04 30 90 00 | 22-02 41 13 | N/A | D3090400-Воздушные завесы
D3090500 | Очистители воздуха | 4 |  | N/A | 21-04 30 90 00 | N/A | N/A | D3090500-Очистители воздуха
D3090600 | Вентиляция для краскораспылителей | 4 |  | N/A | 21-04 30 90 00 | N/A | N/A | D3090600-Вентиляция для краскораспылителей
D3090700 | Общие строительные элементы (ОВиК) | 4 |  | 02 50 00 | 21-04 30 90 00 | 22-02 50 00 | N/A | D3090700-Общие строительные элементы (ОВиК)
D3090900 | Другие детали ОВИК систем и оборудования | 4 |  | Multiple Values | 21-04 30 90 00 | Multiple Values | N/A | D3090900-Другие детали ОВИК систем и оборудования | Огнезащита
D40 | Огнезащита | 2 |  | Multiple Values | 21-04 40 | Multiple Values | N/A |  | D40-Огнезащита
D4010 | Спринклеры | 3 |  | Multiple Values | 21-04 40 10 | Multiple Values | N/A |  | D4010-Спринклеры
D4010100 | Спринклерный водопровод | 4 |  | Multiple Values | 21-04 40 10 00 | Multiple Values | N/A |  | D4010100-Спринклерный водопровод
D4010200 | Спринклерные насосные установки | 4 |  | 02 55 00 | 21-04 40 10 00 | 22-02 55 00 | N/A |  | D4010200-Спринклерные насосные установки
D4010300 | Наполненные спринклерные системы | 4 |  | Multiple Values | 21-04 40 10 00 | Multiple Values | N/A |  | D4010300-Наполненные спринклерные системы
D4010400 | Сухотрубные спринклерные системы | 4 |  | Multiple Values | 21-04 40 10 00 | Multiple Values | N/A |  | D4010400-Сухотрубные спринклерные системы
D4020 | Напорные трубопроводы | 3 |  | 02 86 00 | 21-04 40 20 | 22-02 86 00 | N/A |  | D4020-Напорные трубопроводы
D4020100 | Напорные трубопроводы водоснабжения | 4 |  | Multiple Values | 21-04 40 20 00 | Multiple Values | N/A |  | D4020100-Напорные трубопроводы водоснабжения
D4020200 | Насосное оборудование | 4 |  | Multiple Values | 21-04 40 20 00 | Multiple Values | N/A |  | D4020200-Насосное оборудование
D4020300 | Напорное оборудование | 4 |  | 31 20 00 | 21-04 40 20 00 | 22-31 20 00 | N/A |  | D4020300-Напорное оборудование
D4020400 | Напорное оборудование пожаротушения | 4 | -2001340 | Multiple Values | 21-04 40 20 00 | Multiple Values | N/A |  | D4020400-Напорное оборудование пожаротушения
D4030 | Специализированная противопожарная защита | 3 |  | Multiple Values | 21-04 40 30 | Multiple Values | N/A |  | D4030-Специализированная противопожарная защита
D4030100 | Огнетушители | 4 |  | Multiple Values | 21-04 40 30 00 | Multiple Values | N/A |  | D4030100-Огнетушители
D4030200 | Шкафы с огнетушителями | 4 |  | 31 25 00 | 21-04 40 30 00 | 22-31 25 00 | N/A |  | D4030200-Шкафы с огнетушителями
D4030900 | Другие специализированные элементы противопожарной защиты | 4 |  | Multiple Values | 21-04 40 30 00 | Multiple Values | N/A |  | D4030900-Другие специализированные элементы противопожарной защиты
D4090 | Другие системы противопожарной защиты | 3 |  | Multiple Values | 21-04 40 90 | Multiple Values | N/A |  | D4090-Другие системы противопожарной защиты
D4090100 | Углекислотные противопожарные системы | 4 |  | Multiple Values | 21-04 40 90 00 | Multiple Values | N/A |  | D4090100-Углекислотные противопожарные системы
D4090200 | Пеногенерирующее оборудование для тушения пожаров | 4 |  | Multiple Values | 21-04 40 90 00 | Multiple Values | N/A |  | D4090200-Пеногенерирующее оборудование для тушения пожаров
D4090300 | Система автономного пожаротушения огнетушителями | 4 |  | Multiple Values | 21-04 40 90 00 | Multiple Values | N/A |  | D4090300-Система автономного пожаротушения огнетушителями
D4090400 | Системы порошкового пожаротушения | 4 |  | 31 37 00 | 21-04 40 90 00 | 22-31 37 00 | N/A |  | D4090400-Системы порошкового пожаротушения
D4090500 | Вытяжные и воздухоудаляющия противопожарная защита | 4 |  | Multiple Values | 21-04 40 90 00 | Multiple Values | N/A |  | D4090500-Вытяжные и воздухоудаляющия противопожарная защита
D4090900 | Другие системы пожаротушения | 4 |  | 35 73 13 | 21-04 40 90 00 | 22-35 73 13 | N/A | Электрика | D4090900-Другие системы пожаротушения
D50 | Электрика | 2 |  | Multiple Values | 21-04 50 | Multiple Values | N/A | D50-Электрика
D5010 | Электрооборудование / Системы распределения | 3 |  | N/A | 21-04 50 10 | N/A | N/A | D5010-Электрооборудование / Системы распределения
D5010100 | Высоковольтное оборудование и доставка | 4 |  | N/A | 21-04 50 10 00 | N/A | N/A | D5010100-Высоковольтное оборудование и доставка
D5010200 | Низковольтное оборудование и доставка | 4 |  | Multiple Values | 21-04 50 10 00 | Multiple Values | N/A | D5010200-Низковольтное оборудование и доставка
D5020 | Освещение и электропроводка внутри квартиры (розетки, выключатели) | 3 |  | 32 16 13 | 21-04 50 20 | 22-32 16 13 | N/A | D5020-Освещение и электропроводка внутри квартиры (розетки, выключатели)
D5020100 | Внутренняя разводка и приборы | 4 |  | Multiple Values | 21-04 50 20 00 | Multiple Values | N/A | D5020100-Внутренняя разводка и приборы
D5020110 | Розетки в стенах | 5 | -2001120 | 26 56 19 | 21-04 50 20 10 | 22-26 56 19 | N/A | D5020110-Розетки в стенах
D5020115 | Розетки в полу | 5 | -2001350 | Multiple Values | 21-04 50 20 15 | Multiple Values | N/A | D5020115-Розетки в полу
D5020120 | Выключатели настенные | 5 | -2001180 | N/A | 21-04 50 20 20 | N/A | N/A | D5020120-Выключатели настенные
D5020200 | Осветительное оборудование | 4 | -2001180 | Multiple Values | 21-04 50 20 00 | Multiple Values | N/A | D5020200-Осветительное оборудование
D5020210 | Освещение - Люминесцентное | 5 | -2001180 | 32 16 13 | 21-04 50 20 10 | 22-32 16 13 | N/A | D5020210-Освещение - Люминесцентное
D5020220 | Освещение - Лампы накаливания | 5 | -2001180 | Multiple Values | 21-04 50 20 20 | Multiple Values | N/A | D5020220-Освещение - Лампы накаливания
D5020230 | Освещение - Высокой интенсивности | 5 | -2001120 | 26 56 16 | 21-04 50 20 30 | 22-26 56 16 | N/A | D5020230-Освещение - Высокой интенсивности
D5020280 | Фонарные столбы | 5 | -2001350 | Multiple Values | 21-04 50 20 80 | Multiple Values | N/A | D5020280-Фонарные столбы
D5030 | Связь и безопасность | 3 |  | N/A | 21-04 50 30 | N/A | N/A | D5030-Связь и безопасность
D5030100 | Системы громкого оповещения и музыкальные системы | 4 |  | Multiple Values | 21-04 50 30 00 | Multiple Values | N/A | D5030100-Системы громкого оповещения и музыкальные системы
D5030200 | Домофоны и системы громкоговорящего вызова (лифты, метро) | 4 |  | 32 16 13 | 21-04 50 30 00 | 22-32 16 13 | N/A | D5030200-Домофоны и системы громкоговорящего вызова (лифты, метро)
D5030300 | Телефонные системы | 4 |  | N/A | 21-04 50 30 00 | N/A | N/A | D5030300-Телефонные системы
D5030400 | Системы экстренного вызова | 4 |  | Multiple Values | 21-04 50 30 00 | Multiple Values | N/A | D5030400-Системы экстренного вызова
D5030500 | Телевизионные системы | 4 | -2001120 | 26 56 33 | 21-04 50 30 00 | 22-26 56 33 | N/A | D5030500-Телевизионные системы
D5030600 | Интернет системы | 4 | -2001350 | Multiple Values | 21-04 50 30 00 | Multiple Values | N/A | D5030600-Интернет системы
D5030700 | Системы пожарной сигнализации | 4 |  | N/A | 21-04 50 30 00 | N/A | N/A | D5030700-Системы пожарной сигнализации
D5030800 | Системы безопасности и видеонаблюдения | 4 |  | Multiple Values | 21-04 50 30 00 | Multiple Values | N/A | D5030800-Системы безопасности и видеонаблюдения
D5030900 | Другие системы связи и безопасности | 4 |  | 32 16 13 | 21-04 50 30 00 | 22-32 16 13 | N/A | D5030900-Другие системы связи и безопасности
D5090 | Другие электрические системы | 3 |  | Multiple Values | 21-04 50 90 | Multiple Values | N/A | D5090-Другие электрические системы
D5090100 | Системы заземления | 4 | -2001120 | 26 56 00 | 21-04 50 90 00 | 22-26 56 00 | N/A | D5090100-Системы заземления
D5090200 | Системы аварийного освещения и резервного энергопитания | 4 |  | Multiple Values | 21-04 50 90 00 | Multiple Values | N/A | D5090200-Системы аварийного освещения и резервного энергопитания
D5090300 | Системы кабельных каналов в полах | 4 |  | N/A | 21-04 50 90 00 | N/A | N/A | D5090300-Системы кабельных каналов в полах
D5090400 | Общие строительные элементы (для Электр.) | 4 |  | Multiple Values | 21-04 50 90 00 | Multiple Values | N/A | D5090400-Общие строительные элементы (для Электр.)
D5090900 | Другие электрические системы | 4 |  | Multiple Values | 21-04 50 90 00 | Multiple Values | N/A | D5090900-Другие электрические системы | Оборудование и мебель
E | Оборудование и мебель | 1 |  | Multiple Values | 21-05 | Multiple Values | N/A |  | E-Оборудование и мебель
E10 | Оборудование | 2 |  | N/A | 21-05 10 | N/A | N/A |  | E10-Оборудование
E1010 | Коммерческое оборудование | 3 | -2001350 | Multiple Values | 21-05 10 10 | Multiple Values | N/A |  | E1010-Коммерческое оборудование
E1010100 | Охранное оборудование и сейфы | 4 | -2001350 | Multiple Values | 21-05 10 10 00 | Multiple Values | N/A |  | E1010100-Охранное оборудование и сейфы
E1010110 | Инжерено-технические средства безопасности | 5 | -2001350 | Multiple Values | 21-05 10 10 10 | Multiple Values | N/A |  | E1010110-Инжерено-технические средства безопасности
E1010120 | Сейфовое оборудование | 5 | -2001350 | Multiple Values | 21-05 10 10 20 | Multiple Values | N/A |  | E1010120-Сейфовое оборудование
E1010200 | Банкоматы и устройства оплаты услуг | 4 | -2001350 | Multiple Values | 21-05 10 10 00 | Multiple Values | N/A |  | E1010200-Банкоматы и устройства оплаты услуг
E1010300 | Регистрационное оборудование | 4 | -2001350 | Multiple Values | 21-05 10 10 00 | Multiple Values | N/A |  | E1010300-Регистрационное оборудование
E1010400 | Гардеробное оборудование | 4 | -2001350 | 10 84 13 | 21-05 10 10 00 | 22-10 84 13 | N/A |  | E1010400-Гардеробное оборудование
E1010500 | Торговое оборудование | 4 | -2001350 | Multiple Values | 21-05 10 10 00 | Multiple Values | N/A |  | E1010500-Торговое оборудование
E1010510 | Витрина | 5 | -2000011 | Multiple Values | 21-05 10 10 10 | Multiple Values | N/A |  | E1010510-Витрина
E1010520 | Касса | 5 | -2001350 | Multiple Values | 21-05 10 10 20 | Multiple Values | N/A |  | E1010520-Касса
E1010600 | Оборудование для прачеченой и химчистки | 4 | -2001350 | Multiple Values | 21-05 10 10 00 | Multiple Values | N/A |  | E1010600-Оборудование для прачеченой и химчистки
E1010610 | Прачечное оборудование - Стиральные машины и сушилки | 5 | -2001350 | Multiple Values | 21-05 10 10 10 | Multiple Values | N/A |  | E1010610-Прачечное оборудование - Стиральные машины и сушилки
E1010620 | Прачечное оборудование - Гладильное оборудование | 5 |  | N/A | 21-05 10 10 20 | N/A | N/A |  | E1010620-Прачечное оборудование - Гладильное оборудование
E1010700 | Торговое автономное оборудование | 4 |  | Multiple Values | 21-05 10 10 00 | Multiple Values | N/A |  | E1010700-Торговое автономное оборудование
E1010800 | Офисное оборудование | 4 |  | Multiple Values | 21-05 10 10 00 | Multiple Values | N/A |  | E1010800-Офисное оборудование
E1010900 | Другое коммерческое оборудование | 4 | -2001360 | Multiple Values | 21-05 10 10 00 | Multiple Values | N/A |  | E1010900-Другое коммерческое оборудование
E1020 | Узкоспециализированное оборудование | 3 | -2001360 | Multiple Values | 21-05 10 20 | Multiple Values | N/A |  | E1020-Узкоспециализированное оборудование
E1020100 | Церковное оборудование | 4 | -2001120 | 26 56 26 | 21-05 10 20 00 | 22-26 56 26 | N/A |  | E1020100-Церковное оборудование
E1020110 | Церковное оборудование - Шпили и колокола | 5 |  | Multiple Values | 21-05 10 20 10 | Multiple Values | N/A |  | E1020110-Церковное оборудование - Шпили и колокола
E1020120 | Церковное оборудование - Относящееся к крещению, купели | 5 |  | N/A | 21-05 10 20 20 | N/A | N/A |  | E1020120-Церковное оборудование - Относящееся к крещению, купели
E1020130 | Церковное оборудование - Скамьи | 5 |  | 33 10 00 | 21-05 10 20 30 | 22-33 10 00 | N/A |  | E1020130-Церковное оборудование - Скамьи
E1020200 | Библиотечное оборудование | 4 | -2008044 | Multiple Values | 21-05 10 20 00 | Multiple Values | N/A |  | E1020200-Библиотечное оборудование
E1020210 | Библиотечное оборудование - Индивидуальная кабина | 5 | -2008044 | Multiple Values | 21-05 10 20 10 | Multiple Values | N/A |  | E1020210-Библиотечное оборудование - Индивидуальная кабина
E1020230 | Библиотечное оборудование - Полки и столы | 5 | -2008044 | Multiple Values | 21-05 10 20 30 | Multiple Values | N/A |  | E1020230-Библиотечное оборудование - Полки и столы
E1020300 | Театральное и сценическое оборудование | 4 |  | 33 30 00 | 21-05 10 20 00 | 22-33 30 00 | N/A |  | E1020300-Театральное и сценическое оборудование
E1020310 | Театральное оборудование - Проектор | 5 |  | N/A | 21-05 10 20 10 | N/A | N/A |  | E1020310-Театральное оборудование - Проектор
E1020320 | Театральное оборудование - Светильники и дорожки | 5 | -2008044 | Multiple Values | 21-05 10 20 20 | Multiple Values | N/A |  | E1020320-Театральное оборудование - Светильники и дорожки
E1020330 | Театральное оборудование - Шторы | 5 | -2001140 | Multiple Values | 21-05 10 20 30 | Multiple Values | N/A |  | E1020330-Театральное оборудование - Шторы
E1020400 | Инструментальное оборудование | 4 |  | Multiple Values | 21-05 10 20 00 | Multiple Values | N/A |  | E1020400-Инструментальное оборудование
E1020500 | Аудиовизуальное оборудование | 4 |  | 33 47 23 | 21-05 10 20 00 | 22-33 47 23 | N/A |  | E1020500-Аудиовизуальное оборудование
E1020600 | Тюремное оборудование | 4 |  | 33 40 00 | 21-05 10 20 00 | 22-33 40 00 | N/A |  | E1020600-Тюремное оборудование
E1020700 | Лабораторное оборудование | 4 |  | N/A | 21-05 10 20 00 | N/A | N/A |  | E1020700-Лабораторное оборудование
E1020710 | Лабораторное оборудование | 5 | -2008044 | 33 41 00 | 21-05 10 20 10 | 22-33 41 00 | N/A |  | E1020710-Лабораторное оборудование
E1020720 | Лабораторные шкафы и столешницы | 5 |  | 33 42 00 | 21-05 10 20 20 | 22-33 42 00 | N/A |  | E1020720-Лабораторные шкафы и столешницы
E1020730 | Лабораторные вытяжки | 5 |  | Multiple Values | 21-05 10 20 30 | Multiple Values | N/A |  | E1020730-Лабораторные вытяжки
E1020800 | Медицинское оборудование | 4 | -2001140 | 33 45 00 | 21-05 10 20 00 | 22-33 45 00 | N/A |  | E1020800-Медицинское оборудование
E1020810 | Медицинская мебель и оборудование | 5 |  | Multiple Values | 21-05 10 20 10 | Multiple Values | N/A |  | E1020810-Медицинская мебель и оборудование
E1020820 | Рентгеновское оборудование | 5 |  | Multiple Values | 21-05 10 20 20 | Multiple Values | N/A |  | E1020820-Рентгеновское оборудование
E1020900 | Другое профессиональное оборудование | 4 |  | N/A | 21-05 10 20 00 | N/A | N/A |  | E1020900-Другое профессиональное оборудование
E1030 | Автомобильное оборудование | 3 | -2008044 | Multiple Values | 21-05 10 30 | Multiple Values | N/A |  | E1030-Автомобильное оборудование
E1030100 | Оборудование автосервиса | 4 | -2008044 | Multiple Values | 21-05 10 30 00 | Multiple Values | N/A |  | E1030100-Оборудование автосервиса
E1030200 | Оборудование для контроля парковки | 4 | -2008044 | Multiple Values | 21-05 10 30 00 | Multiple Values | N/A |  | E1030200-Оборудование для контроля парковки
E1030300 | Оборудование погрузочной платформы | 4 | -2008044 | N/A | 21-05 10 30 00 | N/A | N/A |  | E1030300-Оборудование погрузочной платформы
E1030900 | Другое автотранспортное оборудование | 4 | -2008044 | Multiple Values | 21-05 10 30 00 | Multiple Values | N/A |  | E1030900-Другое автотранспортное оборудование
E1090 | Другое оборудование | 3 | -2008044 | Multiple Values | 21-05 10 90 | Multiple Values | N/A |  | E1090-Другое оборудование
E1090100 | Оборудование для технического обслуживания | 4 | -2008044 | Multiple Values | 21-05 10 90 00 | Multiple Values | N/A |  | E1090100-Оборудование для технического обслуживания
E1090200 | Оборудование для обработки твердых отходов | 4 | -2008044 | Multiple Values | 21-05 10 90 00 | Multiple Values | N/A |  | E1090200-Оборудование для обработки твердых отходов
E1090300 | Оборудование для предприятий общественного питания | 4 | -2008044 | Multiple Values | 21-05 10 90 00 | Multiple Values | N/A |  | E1090300-Оборудование для предприятий общественного питания
E1090310 | Предприятия общественного питания - Столы и столешницы | 5 | -2008055 | N/A | 21-05 10 90 10 | N/A | N/A |  | E1090310-Предприятия общественного питания - Столы и столешницы
E1090320 | Предприятия общественного питания - Бытовая техника и оборудование | 5 |  | Multiple Values | 21-05 10 90 20 | Multiple Values | N/A |  | E1090320-Предприятия общественного питания - Бытовая техника и оборудование
E1090330 | Предприятия общественного питания - Камерные холодильники | 5 |  | N/A | 21-05 10 90 30 | N/A | N/A |  | E1090330-Предприятия общественного питания - Камерные холодильники
E1090400 | Жилое оборудование | 4 |  | N/A | 21-05 10 90 00 | N/A | N/A |  | E1090400-Жилое оборудование
E1090500 | Оборудование для фотокомнаты (тёмной комнаты) | 4 |  | 33 71 73 | 21-05 10 90 00 | 22-33 71 73 | N/A |  | E1090500-Оборудование для фотокомнаты (тёмной комнаты)
E1090600 | Оборудование для мойки окон | 4 |  | Multiple Values | 21-05 10 90 00 | Multiple Values | N/A |  | E1090600-Оборудование для мойки окон
E1090900 | Другое оборудование | 4 | -2001040 | Multiple Values | 21-05 10 90 00 | Multiple Values | N/A | Мебель | E1090900-Другое оборудование
E20 | Мебель | 2 | -2001040 | 33 73 00 | 21-05 20 | 22-33 73 00 | N/A | E20-Мебель
E2010 | Встроенная мебель | 3 | -2001040 | Multiple Values | 21-05 20 10 | Multiple Values | N/A | E2010-Встроенная мебель
E2010100 | Встроенная картина | 4 | -2001060 | Multiple Values | 21-05 20 10 00 | Multiple Values | N/A | E2010100-Встроенная картина
E2010200 | Встроенные шафы и столешницы | 4 | -2001060 | 33 09 70 | 21-05 20 10 00 | 22-33 09 70 | N/A | E2010200-Встроенные шафы и столешницы
E2010300 | Занавески | 4 | -2001120 | 26 56 29 | 21-05 20 10 00 | 22-26 56 29 | N/A | E2010300-Занавески
E2010310 | Занавески - Жалюзи | 5 | -2001120 | 26 56 23 | 21-05 20 10 10 | 22-26 56 23 | N/A | E2010310-Занавески - Жалюзи
E2010320 | Занавески - Рулонные шторы | 5 | -2001120 | 26 56 36 | 21-05 20 10 20 | 22-26 56 36 | N/A | E2010320-Занавески - Рулонные шторы
E2010330 | Занавески - Шторы | 5 | -2001120 | 26 56 00 | 21-05 20 10 30 | 22-26 56 00 | N/A | E2010330-Занавески - Шторы
E2010400 | Встроенные напольные решетки и ковры | 4 |  | Multiple Values | 21-05 20 10 00 | Multiple Values | N/A | E2010400-Встроенные напольные решетки и ковры
E2010500 | Встроенные кресла и скамейки | 4 |  | N/A | 21-05 20 10 00 | N/A | N/A | E2010500-Встроенные кресла и скамейки
E2010600 | Встроенные элементы ландшафтного дизайна | 4 |  | 33 80 00 | 21-05 20 10 00 | 22-33 80 00 | N/A | E2010600-Встроенные элементы ландшафтного дизайна
E2020 | Передвижная мебель | 3 |  | Multiple Values | 21-05 20 20 | Multiple Values | N/A | E2020-Передвижная мебель
E2020100 | Передвижные картины | 4 |  | Multiple Values | 21-05 20 20 00 | Multiple Values | N/A | E2020100-Передвижные картины
E2020200 | Мебель и аксессуары | 4 |  | Multiple Values | 21-05 20 20 00 | Multiple Values | N/A | E2020200-Мебель и аксессуары
E2020300 | Ковры и маты | 4 |  | N/A | 21-05 20 20 00 | N/A | N/A | E2020300-Ковры и маты
E2020400 | Передвижные кресла и скамейки | 4 |  | 31 70 00 | 21-05 20 20 00 | 22-31 70 00 | N/A | E2020400-Передвижные кресла и скамейки
E2020500 | Передвижные элементы ландшафтного дизайна | 4 |  | Multiple Values | 21-05 20 20 00 | Multiple Values | N/A | E2020500-Передвижные элементы ландшафтного дизайна | Специальные конструкции
F | Специальные конструкции и демонтаж | 1 |  | Multiple Values | 21-06 | Multiple Values | N/A |  | F-Специальные конструкции и демонтаж
F10 | Специальные конструкции | 2 |  | Multiple Values | 21-06 10 | Multiple Values | N/A |  | F10-Специальные конструкции
F1010 | Специальные сооружения | 3 |  | Multiple Values | 21-06 10 10 | Multiple Values | N/A |  | F1010-Специальные сооружения
F1010100 | Воздухоопорные, надувные сооружения | 4 |  | N/A | N/A | N/A | N/A |  | F1010100-Воздухоопорные, надувные сооружения
F1010200 | Конструкции индивидуального изготовления | 4 |  | 01 00 00 | N/A | 22-01 00 00 | N/A |  | F1010200-Конструкции индивидуального изготовления
F1010300 | Другие специальные конструкции | 4 |  | 01 20 00 | N/A | 22-01 20 00 | N/A |  | F1010300-Другие специальные конструкции
F1020 | Встраимое строительство | 3 |  | 01 21 00 | N/A | 22-01 21 00 | N/A |  | F1020-Встраимое строительство
F1020100 | Встроенные блоки | 4 |  | 01 22 00 | N/A | 22-01 22 00 | N/A |  | F1020100-Встроенные блоки
F1020200 | Встриваемые помещения специального назначения | 4 |  | 01 23 00 | N/A | 22-01 23 00 | N/A |  | F1020200-Встриваемые помещения специального назначения
F1020300 | Другие встроенные конструкции, блоки | 4 |  | 01 24 00 | N/A | 22-01 24 00 | N/A |  | F1020300-Другие встроенные конструкции, блоки
F1030 | Специальные строительные системы | 3 |  | 01 25 00 | N/A | 22-01 25 00 | N/A |  | F1030-Специальные строительные системы
F1030100 | Звукозащитные, виброзащитные и сейсмозащитные конструкции | 4 |  | 01 26 00 | N/A | 22-01 26 00 | N/A |  | F1030100-Звукозащитные, виброзащитные и сейсмозащитные конструкции
F1030200 | Радиационная защита | 4 |  | 01 29 00 | N/A | 22-01 29 00 | N/A |  | F1030200-Радиационная защита
F1030300 | Специальные конструкции для систем безопасности | 4 |  | 01 30 00 | N/A | 22-01 30 00 | N/A |  | F1030300-Специальные конструкции для систем безопасности
F1030400 | Своды | 4 |  | 01 31 00 | N/A | 22-01 31 00 | N/A |  | F1030400-Своды
F1030900 | Другие специальные строительные системы | 4 |  | 01 32 00 | N/A | 22-01 32 00 | N/A |  | F1030900-Другие специальные строительные системы
F1040 | Специальные сооружения | 3 |  | 01 33 00 | N/A | 22-01 33 00 | N/A |  | F1040-Специальные сооружения
F1040100 | Водные принадлежности | 4 |  | 01 35 00 | N/A | 22-01 35 00 | N/A |  | F1040100-Водные принадлежности
F1040200 | Ледовые катки | 4 |  | 01 40 00 | N/A | 22-01 40 00 | N/A |  | F1040200-Ледовые катки
F1040300 | Сжигательная печь на стройплощадке | 4 |  | 01 41 00 | N/A | 22-01 41 00 | N/A |  | F1040300-Сжигательная печь на стройплощадке
F1040400 | Питомники и приюты для животных | 4 |  | 01 42 00 | N/A | 22-01 42 00 | N/A |  | F1040400-Питомники и приюты для животных
F1040500 | Резервуары для хранения жидкости и газа | 4 |  | 01 43 00 | N/A | 22-01 43 00 | N/A |  | F1040500-Резервуары для хранения жидкости и газа
F1040900 | Другие специализированные сооружения | 4 |  | 01 45 00 | N/A | 22-01 45 00 | N/A |  | F1040900-Другие специализированные сооружения
F1050 | Специализированные элементы управления и приборы | 3 |  | 01 50 00 | N/A | 22-01 50 00 | N/A |  | F1050-Специализированные элементы управления и приборы
F1050100 | Звукозаписывающее оборудование | 4 |  | 01 51 00 | N/A | 22-01 51 00 | N/A |  | F1050100-Звукозаписывающее оборудование
F1050200 | Автоматизированная система управления инженерным оборудованием здания | 4 |  | 01 52 00 | N/A | 22-01 52 00 | N/A |  | F1050200-Автоматизированная система управления инженерным оборудованием здания
F1050900 | Другие специальные приборы управления | 4 |  | 01 53 00 | N/A | 22-01 53 00 | N/A | Демонтаж | F1050900-Другие специальные приборы управления
F20 | Частичный демонтаж здания | 2 |  | 01 54 00 | N/A | 22-01 54 00 | N/A | F20-Частичный демонтаж здания
F2010 | Сносимые строительные элементы | 3 |  | 01 55 00 | N/A | 22-01 55 00 | N/A | F2010-Сносимые строительные элементы
F2010100 | Сносимые внутренние элементы здания | 4 |  | 01 56 00 | N/A | 22-01 56 00 | N/A | F2010100-Сносимые внутренние элементы здания
F2010200 | Сносимые внешние элементы здания | 4 |  | 01 57 00 | N/A | 22-01 57 00 | N/A | F2010200-Сносимые внешние элементы здания
F2020 | Устранение опасных элементов здания | 3 |  | 01 58 00 | N/A | 22-01 58 00 | N/A | F2020-Устранение опасных элементов здания
F2020100 | Удаление опасных компонентов | 4 |  | 01 60 00 | N/A | 22-01 60 00 | N/A | F2020100-Удаление опасных компонентов
F2020200 | Защита, огораживание опасных компонентов | 4 |  | 01 61 00 | N/A | 22-01 61 00 | N/A | F2020200-Защита, огораживание опасных компонентов | Строительная площадка
G | Строительная площадка | 1 |  | 01 62 00 | N/A | 22-01 62 00 | N/A |  | G-Строительная площадка
G10 | Подготовка строительной площадки | 2 |  | 01 64 00 | N/A | 22-01 64 00 | N/A |  | G10-Подготовка строительной площадки
G1010 | Очистка площадки | 3 |  | 01 65 00 | N/A | 22-01 65 00 | N/A |  | G1010-Очистка площадки
G1010100 | Уборка мусора и корчевание | 4 |  | 01 66 00 | N/A | 22-01 66 00 | N/A |  | G1010100-Уборка мусора и корчевание
G1010200 | Удаление деревьев и измельчение | 4 |  | 01 70 00 | N/A | 22-01 70 00 | N/A |  | G1010200-Удаление деревьев и измельчение
G1020 | Демонтаж на площадке и перемещения | 3 |  | 01 71 00 | N/A | 22-01 71 00 | N/A |  | G1020-Демонтаж на площадке и перемещения
G1020100 | Снос здания | 4 |  | 01 73 00 | N/A | 22-01 73 00 | N/A |  | G1020100-Снос здания
G1020200 | Снос компонентов площадки | 4 |  | 01 74 00 | N/A | 22-01 74 00 | N/A |  | G1020200-Снос компонентов площадки
G1020300 | Перемещение зданий | 4 |  | 01 75 00 | N/A | 22-01 75 00 | N/A |  | G1020300-Перемещение зданий
G1020400 | Вынос инженерных сетей | 4 |  | 01 76 00 | N/A | 22-01 76 00 | N/A |  | G1020400-Вынос инженерных сетей
G1030 | Земляные работы по площадке | 3 |  | 01 77 00 | N/A | 22-01 77 00 | N/A |  | G1030-Земляные работы по площадке
G1030100 | Планировка площадки экскаватором и вывоз грунта | 4 |  | 01 78 00 | N/A | 22-01 78 00 | N/A |  | G1030100-Планировка площадки экскаватором и вывоз грунта
G1030200 | Обратная засыпка | 4 |  | 01 79 00 | N/A | 22-01 79 00 | N/A |  | G1030200-Обратная засыпка
G1030300 | Укрепление и стабилизация грунта | 4 |  | 01 90 00 | N/A | 22-01 90 00 | N/A |  | G1030300-Укрепление и стабилизация грунта
G1030400 | Водопонижение на площадке | 4 |  | 01 91 00 | N/A | 22-01 91 00 | N/A |  | G1030400-Водопонижение на площадке
G1030500 | Подпорные стенки котлованов | 4 |  | 01 92 00 | N/A | 22-01 92 00 | N/A |  | G1030500-Подпорные стенки котлованов
G1030600 | Насыпи | 4 |  | 01 93 00 | N/A | 22-01 93 00 | N/A |  | G1030600-Насыпи
G1030700 | Борьба с эрозией | 4 |  | 01 94 00 | N/A | 22-01 94 00 | N/A |  | G1030700-Борьба с эрозией
G1030800 | Траншеи под инженерные коммуникации | 4 |  | N/A | N/A | N/A | N/A |  | G1030800-Траншеи под инженерные коммуникации
G1040 | Удаление опасных отходов | 3 |  | N/A | N/A | N/A | N/A |  | G1040-Удаление опасных отходов
G1040100 | Удаление загрязненного грунта | 4 |  | N/A | N/A | N/A | N/A |  | G1040100-Удаление загрязненного грунта
G1040200 | Восстановление и лечение почвы | 4 |  | N/A | N/A | N/A | N/A |  | G1040200-Восстановление и лечение почвы
G1040900 | Другие виды рекультивации опасных отходов | 4 |  | N/A | N/A | N/A | N/A |  | G1040900-Другие виды рекультивации опасных отходов
G20 | Благоустройство территории | 2 |  | N/A | N/A | N/A | N/A |  | G20-Благоустройство территории
G2010 | Дороги | 3 |  | N/A | N/A | N/A | N/A |  | G2010-Дороги
G2010100 | Основание и подготовка дорожной одежды | 4 |  | N/A | N/A | N/A | N/A |  | G2010100-Основание и подготовка дорожной одежды
G2010200 | Мощение и устройство дорожного покрытия | 4 |  | 01 21 16 | N/A | 22-01 21 16 | N/A |  | G2010200-Мощение и устройство дорожного покрытия
G2010300 | Бордюры, лотки и водостоки дорог | 4 |  | 01 21 16 | N/A | 22-01 21 16 | N/A |  | G2010300-Бордюры, лотки и водостоки дорог
G2010400 | Ограждения и барьеры | 4 |  | 01 21 16 | N/A | 22-01 21 16 | N/A |  | G2010400-Ограждения и барьеры
G2010500 | Нарисованные линии и разметка | 4 |  | 01 21 16 | N/A | 22-01 21 16 | N/A |  | G2010500-Нарисованные линии и разметка
G2010600 | Информационные указатели, знаки | 4 |  | N/A | N/A | N/A | N/A |  | G2010600-Информационные указатели, знаки
G2010700 | Автотранспортные мосты | 4 | -2001220 | [5 empty] | G2010700-Автотранспортные мосты
G2020 | Автостоянки | 3 | [6 empty] | G2020-Автостоянки
G2020100 | Основание и подготовка под стоянку | 4 | -2001180 | [5 empty] | G2020100-Основание и подготовка под стоянку
G2020200 | Мощение и устройство покрытия стоянки | 4 | -2001180 | [5 empty] | G2020200-Мощение и устройство покрытия стоянки
G2020300 | Бордюры, лотки и водостоки автостоянок | 4 | -2001180 | [5 empty] | G2020300-Бордюры, лотки и водостоки автостоянок
G2020400 | Ограждения и барьеры | 4 | -2001180 | [5 empty] | G2020400-Ограждения и барьеры
G2020500 | Парковочные будки и оборудование | 4 | -2001180 | [5 empty] | G2020500-Парковочные будки и оборудование
G2020600 | Нарисованные линии и разметка | 4 | -2001180 | [5 empty] | G2020600-Нарисованные линии и разметка
G2020700 | Информационные указатели, знаки | 4 | -2001180 | [5 empty] | G2020700-Информационные указатели, знаки
G2030 | Пешеходные пути | 3 | [6 empty] | G2030-Пешеходные пути
G2030100 | Основание под тротуары | 4 | -2001260 | [5 empty] | G2030100-Основание под тротуары
G2030200 | Тротуар | 4 | -2001260 | [5 empty] | G2030200-Тротуар
G2030300 | Кирпичное и плиточное покрытие | 4 | -2001260 | [5 empty] | G2030300-Кирпичное и плиточное покрытие
G2030400 | Окантовка, подрезка | 4 | -2001260 | [5 empty] | G2030400-Окантовка, подрезка
G2030500 | Крыльца и пандусы | 4 | -2001260 | [5 empty] | G2030500-Крыльца и пандусы
G2030600 | Пешеходные мосты | 4 | -2001260 | [5 empty] | G2030600-Пешеходные мосты
G2040 | Застройка площадки | 3 | [6 empty] | G2040-Застройка площадки
G2040100 | Заборы и ворота | 4 | -2001260 | [5 empty] | G2040100-Заборы и ворота
G2040200 | Подпорные стены | 4 | -2001260 | [5 empty] | G2040200-Подпорные стены
G2040300 | Бермы и стены по периметру площадки | 4 | -2001260 | [5 empty] | G2040300-Бермы и стены по периметру площадки
G2040400 | Информационные указатели, знаки | 4 | -2001260 | [5 empty] | G2040400-Информационные указатели, знаки
G2040500 | Бытовое обустройство площадки | 4 | -2001260 | [5 empty] | G2040500-Бытовое обустройство площадки
G2040600 | Фонтаны, бассейны и водостоки | 4 | -2001260 | [5 empty] | G2040600-Фонтаны, бассейны и водостоки
G2040700 | Игровые площадки | 4 | -2001260 | [5 empty] | G2040700-Игровые площадки
G2040800 | Флагштоки | 4 | -2001260 | [5 empty] | G2040800-Флагштоки
G2040900 | Другие работы на площадке | 4 | -2001260 | [5 empty] | G2040900-Другие работы на площадке
G2050 | Ландшафтный дизайн | 3 | [6 empty] | G2050-Ландшафтный дизайн
G2050100 | Планировка рельефа и подготовка почвы | 4 | -2001360 | [5 empty] | G2050100-Планировка рельефа и подготовка почвы
G2050200 | Меры эрозии | 4 | -2001360 | [5 empty] | G2050200-Меры эрозии
G2050300 | Автотранспортные мосты | 4 | -2001360 | [5 empty] | G2050300-Автотранспортные мосты
G2050400 | Посев и дернование | 4 | -2001360 | [5 empty] | G2050400-Посев и дернование
G2050500 | Озеленение (посадка деревьев и кустарника) | 4 | -2001360 | [5 empty] | G2050500-Озеленение (посадка деревьев и кустарника)
G2050600 | Посадка травы и цветов | 4 | -2001360 | [5 empty] | G2050600-Посадка травы и цветов
G2050700 | Системы капельного орашения | 4 | -2001360 | [5 empty] | G2050700-Системы капельного орашения
G2050900 | Другие элементы ландшафта | 4 | -2001360 | [5 empty] | G2050900-Другие элементы ландшафта
G30 | Внутриплощадочные инженерные сети | 2 | [6 empty] | G30-Внутриплощадочные инженерные сети
G3010 | Водоснабжение | 3 | [6 empty] | G3010-Водоснабжение
G3010100 | Распределение и хранение питьевой воды | 4 | -2001260 | [5 empty] | G3010100-Распределение и хранение питьевой воды
G3010200 | Распределение и хранение хозяйственной воды | 4 | -2001260 | [5 empty] | G3010200-Распределение и хранение хозяйственной воды
G3010300 | Скважины, колодцы | 4 | -2001260 | [5 empty] | G3010300-Скважины, колодцы
G3010400 | Распределение и хранение воды на противопожарные нужды | 4 | -2001260 | [5 empty] | G3010400-Распределение и хранение воды на противопожарные нужды
G3010500 | Насосные станции | 4 | -2001260 | [5 empty] | G3010500-Насосные станции
G3010600 | Системы полива растений | 4 | -2001260 | [5 empty] | G3010600-Системы полива растений
G3020 | Канализация | 3 | [6 empty] | G3020-Канализация
G3020100 | Канализационные трубопроводы | 4 | -2001260 | [5 empty] | G3020100-Канализационные трубопроводы
G3020200 | Люки и прочистки канализационные | 4 | -2001260 | [5 empty] | G3020200-Люки и прочистки канализационные
G3020300 | Локальные очистные сооружения | 4 | -2001260 | [5 empty] | G3020300-Локальные очистные сооружения
G3020400 | Канализационная насосная станция (КНС) | 4 | -2001260 | [5 empty] | G3020400-Канализационная насосная станция (КНС)
G3020500 | Водоотвод жидкости от растений с отходами | 4 | -2001260 | [5 empty] | G3020500-Водоотвод жидкости от растений с отходами
G3030 | Ливневая канализация | 3 | [6 empty] | G3030-Ливневая канализация
G3030100 | Трубы ливневой канализации | 4 | -2001260 | [5 empty] | G3030100-Трубы ливневой канализации
G3030200 | Люки ливневой канализации | 4 | -2001260 | [5 empty] | G3030200-Люки ливневой канализации
G3030300 | Подпорные стенки и остойники | 4 | -2001260 | [5 empty] | G3030300-Подпорные стенки и остойники
G3030400 | Перекачивающие насосные станции | 4 | -2001260 | [5 empty] | G3030400-Перекачивающие насосные станции
G3030500 | Удерживающие пруды | 4 | -2001260 | [5 empty] | G3030500-Удерживающие пруды
G3030600 | Канавы, водопропускные трубы и дюкеры | 4 | -2001260 | [5 empty] | G3030600-Канавы, водопропускные трубы и дюкеры
G3040 | Теплоснабжение | 3 | [6 empty] | G3040-Теплоснабжение
G3040100 | Паровое питание | 4 | -2001260 | [5 empty] | G3040100-Паровое питание
G3040200 | Возврат конденсата | 4 | -2001260 | [5 empty] | G3040200-Возврат конденсата
G3040300 | Система горячего водоснабжения | 4 | -2001260 | [5 empty] | G3040300-Система горячего водоснабжения
G3040400 | Насосные станции | 4 | -2001260 | [5 empty] | G3040400-Насосные станции
G3050 | Холодоснабжение | 3 | [6 empty] | G3050-Холодоснабжение
G3050100 | Трубы холодоснабжения | 4 | -2001260 | [5 empty] | G3050100-Трубы холодоснабжения
G3050200 | Скважины для охлаждения/нагрева | 4 | -2001260 | [5 empty] | G3050200-Скважины для охлаждения/нагрева
G3050300 | Насосные станции | 4 | -2001260 | [5 empty] | G3050300-Насосные станции
G3050400 | Градирни на площадке | 4 | -2001260 | [5 empty] | G3050400-Градирни на площадке
G3060 | Топливоснабжение | 3 | [6 empty] | G3060-Топливоснабжение
G3060100 | Топливный трубопровод | 4 | -2001260 | [5 empty] | G3060100-Топливный трубопровод
G3060200 | Топливное оборудование | 4 | -2001260 | [5 empty] | G3060200-Топливное оборудование
G3060300 | Емкости для хранения топлива | 4 | -2001260 | [5 empty] | G3060300-Емкости для хранения топлива
G3060400 | Перекачивающие топливо станции | 4 | -2001260 | [5 empty] | G3060400-Перекачивающие топливо станции
G3090 | Другие инженерные системы на площадке | 3 | [6 empty] | G3090-Другие инженерные системы на площадке
G3090100 | Системы утилизации промышленных отходов | 4 | -2001260 | [5 empty] | G3090100-Системы утилизации промышленных отходов
G3090200 | Системы распределения горюче-смазочных материалов (ГСМ) | 4 | -2001260 | [5 empty] | G3090200-Системы распределения горюче-смазочных материалов (ГСМ)
G40 | Внутриплощадочные электрические сети | 2 | [6 empty] | G40-Внутриплощадочные электрические сети
G4010 | Распределение электроэнергии | 3 | [6 empty] | G4010-Распределение электроэнергии
G4010100 | Подстанции | 4 | -2001260 | [5 empty] | G4010100-Подстанции
G4010200 | Надземные линии электропередач | 4 | -2001260 | [5 empty] | G4010200-Надземные линии электропередач
G4010300 | Подземные линии электропередач | 4 | -2001260 | [5 empty] | G4010300-Подземные линии электропередач
G4020 | Освещение площадки | 3 | [6 empty] | G4020-Освещение площадки
G4020100 | Внутриплощадочные светильники и трансформаторы | 4 | -2001260 | [5 empty] | G4020100-Внутриплощадочные светильники и трансформаторы
G4020200 | Внутриплощадочные столбы освещения | 4 | -2001260 | [5 empty] | G4020200-Внутриплощадочные столбы освещения
G4020300 | Кабелепроводы и лотки | 4 | -2001260 | [5 empty] | G4020300-Кабелепроводы и лотки
G4020400 | Щиток управления освещением площадки | 4 | -2001260 | [5 empty] | G4020400-Щиток управления освещением площадки
G4030 | Системы связи и безопасности на площадке | 3 | [6 empty] | G4030-Системы связи и безопасности на площадке
G4030100 | Системы связи на площадке | 4 | -2001260 | [5 empty] | G4030100-Системы связи на площадке
G4030200 | Охранные системы и аварийные системы оповещения на площадке | 4 | -2001260 | [5 empty] | G4030200-Охранные системы и аварийные системы оповещения на площадке
G4040 | Другие электрические инженерные сети на площадке | 3 | [6 empty] | G4040-Другие электрические инженерные сети на площадке
G4040100 | Противокоррозионная катодная защита | 4 | -2001260 | [5 empty] | G4040100-Противокоррозионная катодная защита
G4040200 | Аварийный генератор электроэнергии на площадке | 4 | -2001260 | [5 empty] | G4040200-Аварийный генератор электроэнергии на площадке
G90 | Другие конструкции на площадке | 2 | [6 empty] | G90-Другие конструкции на площадке
G9010 | Служебные и пешеходные тоннели | 3 | [6 empty] | G9010-Служебные и пешеходные тоннели
G9010100 | Служебные тоннели | 4 | -2001260 | [5 empty] | G9010100-Служебные тоннели
G9010200 | Траншейная опалубка | 4 | -2001260 | [5 empty] | G9010200-Траншейная опалубка
G9010300 | Пешеходные тоннели | 4 | -2001260 | [5 empty] | G9010300-Пешеходные тоннели
G9090 | Другие системы и оборудование на стройплощадке | 3 | [6 empty] | G9090-Другие системы и оборудование на стройплощадке
G9090100 | Системы снеготаяния | 4 | -2001260 | [5 empty] | G9090100-Системы снеготаяния

## Классификатор
[6 empty] | OmniClassTable13 | OmniClassTable21 | OmniClassTable23 | OmniClassTable34 | LinearUnit | RegisterType | AssetType | CostUnit |  | DurationUnit | ApprovalBy
П10 | Подготовительный этап строительства | П10 Подготовительный этап строительства |  |  |  | 13-11 00 00 Interaction Spaces | 21-21 00 00 00 00 Grade and Subgrade | 23-10 00 00 Site Products | 34-11 00 00 Management | дюйм | Preconstruction Submittals | Fixed | Рубли |  | минута | Owner Approval
П10-1 | разработка проекта производства работ и ознакомление с ним сотрудников; | П10-1 разработка проекта производства работ и ознакомление с ним сотрудников; | С | Системы | Название систем | 13-11 11 00 Gathering Spaces | 21-21 11 00 00 00 Clearing | 23-10 05 00 Ground Anchorages | 34-11 11 00 Executive Management | фут | Shop Drawings | Moveable | Евро |  | день | Contractor Certified
П10-2 | получение разрешения в Госархстройнадзоре на ведение строительно-монтажных работ с оформлением необходимой разрешительной документации; | П10-2 получение разрешения в Госархстройнадзоре на ведение строительно-монтажных работ с оформлением необходимой разрешительной документации; | Гп-1 | Генплан | Гп-1-Генплан | 13-11 11 11 Briefing Room | 21-21 11 11 00 00 Soil Stripping | 23-10 05 10 Retaining/Stabilizing Ground Anchors | 34-11 11 11 Chief Executive | мили | Product Data |  | Доллар |  | неделя | Information Only
П10-3 | согласование с местной администрацией и заинтересованными организациями сроков и способов организации строительной площадки, а также ведения работ; | П10-3 согласование с местной администрацией и заинтересованными организациями сроков и способов организации строительной площадки, а также ведения работ; | ГП-1-1 | Дороги и проезды | ГП-1-1-Дороги и проезды | 13-11 11 14 Seminar Room | 21-21 11 12 00 00 Clearing and Grubbing | 23-10 05 10 11 Components | 34-11 11 21 Vice President | мм | Samples |  |  |  | месяц
П10-4 | получение разрешения владельца инженерных сетей, проходящих в зоне строительной площадки на производство и способ производства строительных работ; | П10-4 получение разрешения владельца инженерных сетей, проходящих в зоне строительной площадки на производство и способ производства строительных работ; | ГП-1-2 | Ограждения и заборы | ГП-1-2-Ограждения и заборы | 13-11 11 17 Classroom | 21-21 11 13 00 00 Shrub and Tree Removal | 23-10 05 10 11 11 Anchor Heads | 34-11 11 31 Chairperson | м | Design Data |  |  |  | квартал
П10-5 | передача подрядчику разрешения соответствующей организации на пользование энергоресурсами (особо - электроэнергией); | П10-5 передача подрядчику разрешения соответствующей организации на пользование энергоресурсами (особо - электроэнергией); | ГП-1-3 | Прочее | ГП-1-3-Прочее | 13-11 11 19 Computer Lab | 21-21 11 14 00 00 Shrub and Tree Relocation | 23-10 05 10 11 12 Tendons | 34-11 11 41 Board Member | км | Test Reports |  |  |  | год
П10-6 | создание геодезической разбивочной основы для строительства; | П10-6 создание геодезической разбивочной основы для строительства; | АС-2 | Архитектура и строительство | АС-2-Архитектура и строительство | 13-11 11 21 Assembly Hall | 21-21 11 15 00 00 Tree Trimming | 23-10 05 10 14 Grouted Anchors | 34-11 11 51 Partner |  | Certificates
П10-7 | расчистка и планировка стройплощадки; | П10-7 расчистка и планировка стройплощадки; | АС-2-1 | Наружные стены | АС-2-1-Наружные стены | 13-11 11 24 Information Counter | 21-21 11 16 00 00 De-Watering | 23-10 05 10 17 Plate Anchors | 34-11 21 00 Middle-Management |  | Manufacturer Instructions
П10-8 | устройство ограждения строительной площадки; | П10-8 устройство ограждения строительной площадки; | АС-2-2 | Внутренние стены и перегородки | АС-2-2-Внутренние стены и перегородки | 13-11 11 27 Social Room | 21-21 11 16 11 00 Excavation De-watering | 23-10 05 10 21 Rock Bolts, Rock Anchors | 34-11 21 11 Supervisor |  | Manufacturer Field Reports
П10-9 | устройство бытового городка; | П10-9 устройство бытового городка; | АС-2-3 | Перекрытия | АС-2-3-Перекрытия | 13-11 11 31 Reception Space | 21-21 11 16 21 00 Site Drainage During Work | 23-10 05 10 24 Anchor Tiebacks | 34-11 21 21 Coordinator |  | Operation and Maintenance
П10-10 | создание общеплощадочного складского хозяйства; | П10-10 создание общеплощадочного складского хозяйства; | АС-2-4 | Лестницы и площадки | АС-2-4-Лестницы и площадки | 13-11 11 99 Other Gathering Spaces | 21-21 31 00 00 00 Grading | 23-10 05 20 Earth Reinforcement Anchors | 34-11 21 31 Trainer |  | Closeout Submittals
П10-11 | устройство временных сетей водоснабжения и электроснабжения для обеспечения нужд строительства; | П10-11 устройство временных сетей водоснабжения и электроснабжения для обеспечения нужд строительства; | АС-2-5 | Лестницы | АС-2-5-Лестницы | 13-11 17 00 Performance Spaces | 21-21 31 11 00 00 Rough Grading | 23-10 05 20 11 Soil Nails | 34-21 00 00 Planning Roles |  | Warranty Documents
П10-12 | устройство подъездных дорог; | П10-12 устройство подъездных дорог; | АС-2-6 | Площадки | АС-2-6-Площадки | 13-11 17 11 General Performance Spaces | 21-21 31 12 00 00 Contour Grading | 23-10 05 99 Other Ground Anchorages | 34-21 11 00 Developer
П10-13 | выполнение мер пожарной безопасности; | П10-13 выполнение мер пожарной безопасности; | АС-2-7 | Кровля | АС-2-7-Кровля | 13-11 17 11 11 Acting Stage | 21-21 51 00 00 00 Excavation | 23-10 10 00 Ground Improvement Products | 34-21 14 00 Owner
П10-14 | обучение и инструктаж работников по вопросам безопасности труда. | П10-14 обучение и инструктаж работников по вопросам безопасности труда. | АС-2-8 | Потолок | АС-2-8-Потолок | 13-11 17 11 15 Lectern | 21-21 51 11 00 00 Site Excavation | 23-10 10 11 Soil Stabilization | 34-21 17 00 Planner
|  |  | АС-2-9 | Пол | АС-2-9-Пол | 13-11 17 11 24 Performance Rehearsal Space | 21-21 51 41 00 00 Tunneling/Burrowing | 23-10 10 11 30 Ground Freezing | 34-21 27 00 Contract Administrator
О-100 | Основной этап строительства | О-100 Основной этап строительства | АС-2-10 | Крыльцо и пандусы | АС-2-10-Крыльцо и пандусы | 13-11 17 11 27 Sound Stage | 21-21 71 00 00 00 Backfilling | 23-10 10 11 40 Soil Stabilization Fills | 34-25 00 00 Design Roles | AreaUnit | AttributeSetType | CoordinateType |  | ActionCode |  | SpareType
О-100-10 | работы по устройству «нулевого цикла» жилого дома: | О-100-10 работы по устройству «нулевого цикла» жилого дома: | АС-2-11 | Интерьеры | АС-2-11-Интерьеры | 13-11 17 11 31 Production Stage | 21-21 71 11 00 00 Fill Material | 23-10 10 11 40 41 Fill Blocks | 34-25 11 00 Space Designer | д2 | SingleValue | point |  | Approved |  | Part
О-100-11 | отрывка котлована при помощи экскаватора до отметки низа фундаментной плиты жилого дома; | О-100-11 отрывка котлована при помощи экскаватора до отметки низа фундаментной плиты жилого дома; | АС-2-12 | Мебель | АС-2-12-Мебель | 13-11 17 11 34 Performance Hall | 21-21 71 21 00 00 Stabilized Material | 23-10 10 11 40 42 Compressible Fill | 34-25 11 11 Interior Designer | мил2 | EnumeratedValue | line-end-one |  | Approved, with comment |  | PartSet
О-100-12 | прокладка наружных инженерных сетей; | О-100-12 прокладка наружных инженерных сетей; | АС-2-13 | Опорные конструкции | АС-2-13-Опорные конструкции | 13-11 17 11 37 Auditorium | 21-31 00 00 00 00 Site Finishes | 23-10 10 11 50 Other Soil Stabilizations | 34-25 11 14 Lighting Designer | м2 | BoundedValue | line-end-two |  | Approved, resubmittal required |  | Lubricant
О-100-13 | устройство плиты основания; | О-100-13 устройство плиты основания; | АС-2-14 | Прочее | АС-2-14-Прочее | 13-11 17 11 99 Other General Performance Spaces | 21-31 11 00 00 00 Contouring and Shaping | 23-10 10 12 Land/Field Drainage | 34-25 11 17 Space Planner | км2 | TableValue | box-lowerleft |  | Denied, resubmittal required |  | Other
О-100-14 | установка башенных кранов; | О-100-14 установка башенных кранов; | АС-2-15 | Конструкции железобетонные | АС-2-15-Конструкции железобетонные | 13-11 17 14 Audience Spaces | 21-31 11 11 00 00 Landscaping | 23-10 10 12 10 Piped Drainage | 34-25 21 00 Архитектор |  | ReferenceValue | box-upperright |  | Receipt Acknowledged |  | Spare
О-100-15 | устройство монолитных железобетонных конструкций стен подземной части жилого дома; | О-100-15 устройство монолитных железобетонных конструкций стен подземной части жилого дома; | АС-2-16 | Наружные стены | АС-2-16-Наружные стены | 13-11 17 14 11 Pre-function Lobby | 21-31 11 13 00 00 Embankments | 23-10 10 12 10 11 Land Drainage Pipes | 34-25 31 00 Engineer |  | ListValue |  |  | Information Only |  | SpareSet
О-100-16 | устройство монолитных перекрытий подвала на участке возведения жилого дома; | О-100-16 устройство монолитных перекрытий подвала на участке возведения жилого дома; | АС-2-17 | Внутренние стены и перегородки | АС-2-17-Внутренние стены и перегородки | 13-11 17 14 21 Seating Section | 21-31 11 13 11 00 Soil Embankment | 23-10 10 12 20 Drainage Blocks | 34-25 41 00 Specifier |  | SetValue
|  |  | АС-2-18 | Перекрытия | АС-2-18-Перекрытия | 13-11 17 14 24 Seating | 21-31 11 13 21 00 Granular Embankment | 23-10 10 12 30 Geocomposite Drains | 34-31 00 00 Procurement Roles
О-100-20 | строительно-монтажные работы надземной части жилого дома: | О-100-20 строительно-монтажные работы надземной части жилого дома: | АС-2-19 | Лестницы и площадки | АС-2-19-Лестницы и площадки | 13-11 17 14 27 Seating Aisle | 21-31 11 13 31 00 Armoring | 23-10 10 12 30 31 Geocomposite Edge Drains | 34-31 11 00 Manufacturer
О-100-20-10 | установка опалубки и арматуры стен, лестничных клеток типового-го этажа, укладка бетона в опалубку; | О-100-20-10 установка опалубки и арматуры стен, лестничных клеток типового-го этажа, укладка бетона в опалубку; | АС-2-20 | Лестницы | АС-2-20-Лестницы | 13-11 17 14 31 Bleacher | 21-31 11 13 41 00 Earth Dams | 23-10 10 12 30 32 Geocomposite In-Place Wall Drains | 34-31 21 00 Distributor | JobStatusType | Yes_No
О-100-20-11 | установка опалубки и арматуры перекрытия над этажом, укладка бетона в опалубку; | О-100-20-11 установка опалубки и арматуры перекрытия над этажом, укладка бетона в опалубку; | АС-2-21 | Площадки | АС-2-21-Площадки | 13-11 17 14 34 Viewing Room | 21-31 11 15 00 00 Soil Stabilization | 23-10 10 12 40 Geotextile Subsurface Drainage Filtration | 34-31 31 00 Product Representative | Not Yet Started | Yes
О-100-20-12 | монтаж сборных лестничных маршей этажа; | О-100-20-12 монтаж сборных лестничных маршей этажа; | АС-2-22 | Опорные конструкции | АС-2-22-Опорные конструкции | 13-11 17 21 Supporting Performance Spaces | 21-31 11 15 11 00 Soil and Binder Mix | 23-10 10 99 Other Ground Improvement Products | 34-31 41 00 Buyer | Started | No
О-100-20-13 | далее выполнение строительно-монтажных работ в той же последовательности при возведении каждого последующего этажа; | О-100-20-13 далее выполнение строительно-монтажных работ в той же последовательности при возведении каждого последующего этажа; | АС-2-23 | Фундаменты здания | АС-2-23-Фундаменты здания | 13-11 17 21 11 Projection Booth | 21-31 11 15 21 00 Granular and Binder Mix | 23-10 15 00 Sheeting and Revetments | 34-35 00 00 Execution Roles | Completed
О-100-20-14 | выполнение работ по устройству плиты покрытия; | О-100-20-14 выполнение работ по устройству плиты покрытия; | АС-2-24 | Фундаменты под оборудование | АС-2-24-Фундаменты под оборудование | 13-11 17 21 14 Catwalk | 21-31 11 17 00 00 Erosion Control | 23-10 15 11 Geosynthetics | 34-35 11 00 Surveyor
О-100-20-15 | устройство кровельного покрытия; | О-100-20-15 устройство кровельного покрытия; | АС-2-25 | Фундаменты под трубопроводы | АС-2-25-Фундаменты под трубопроводы | 13-11 17 21 17 Stage Wings | 21-31 11 17 11 00 Slope Protection | 23-10 15 11 10 Geotextiles | 34-35 14 00 Contractor
О-100-20-16 | кладка наружных стен из кирпича и газобетонных блоков; | О-100-20-16 кладка наружных стен из кирпича и газобетонных блоков; | АС-2-26 | Прочее | АС-2-26-Прочее | 13-11 17 21 99 Other Supporting Performance Spaces | 21-31 11 17 21 00 Shoreline Protection | 23-10 15 11 20 Geogrids | 34-35 17 00 Sub Contractor
О-100-20-17 | демонтаж башенных кранов; | О-100-20-17 демонтаж башенных кранов; | КМ-3 | Конструкции металлические | КМ-3-Конструкции металлические | 13-11 19 00 Food and Beverage Spaces | 21-31 11 17 31 00 Scour Protection | 23-10 15 11 30 Geomembranes | 34-35 21 00 Tradesperson
О-100-20-18 | устройство внутренних перегородок; | О-100-20-18 устройство внутренних перегородок; | КМ-3-1 | Каркас | КМ-3-1-Каркас | 13-11 19 11 Cooking Spaces | 21-31 11 17 41 00 Water Channel Lining | 23-10 15 11 40 Geocomposites | 34-35 21 11 Equipment Operator
О-100-20-19 | прокладка внутренних инженерных сетей; | О-100-20-19 прокладка внутренних инженерных сетей; | КМ-3-2 | Ферма | КМ-3-2-Ферма | 13-11 19 11 11 Kitchen | 21-31 11 17 51 00 Shoreline Breakwater | 23-10 15 11 50 Mulch Control Netting | 34-35 21 14 Laborer
О-100-20-20 | выполнение наружных и внутренних отделочных работ; | О-100-20-20 выполнение наружных и внутренних отделочных работ; | КМ-3-3 | Ограждения | КМ-3-3-Ограждения | 13-11 19 11 14 Preparation | 21-31 11 19 00 00 Dredging | 23-10 15 11 60 Synthetic Erosion Control | 34-35 21 14 11 Skilled Laborer
|  |  | КМ-3-4 | Лестницы и площадки | КМ-3-4-Лестницы и площадки | 13-11 19 11 17 Cooking | 21-31 11 19 11 00 Deep Water Dredging | 23-10 15 11 70 Re-vegetation Mats | 34-35 21 14 11 11 Master Craftsperson
О-100-30 | строительство подземной автостоянки (после демонтажа башенных кранов): | О-100-30 строительство подземной автостоянки (после демонтажа башенных кранов): | КМ-3-5 | Лестницы | КМ-3-5-Лестницы | 13-11 19 11 21 Device Cleaning | 21-31 11 19 21 00 Water Channel Excavation | 23-10 15 11 80 Turf Reinforcement Mats | 34-35 21 14 11 14 Journeyman
О-100-30-10 | отрывка котлована при помощи экскаватора до отметки низа фундаментной плиты автостоянки; | О-100-30-10 отрывка котлована при помощи экскаватора до отметки низа фундаментной плиты автостоянки; | КМ-3-6 | Площадки | КМ-3-6-Площадки | 13-11 19 11 99 Other Cooking Spaces | 21-31 11 19 31 00 Canal Excavation | 23-10 15 14 Revetments | 34-35 21 14 11 17 Apprentice
О-100-30-11 | устройство монолитных железобетонных конструкций стен и колонн подземной автостоянки; | О-100-30-11 устройство монолитных железобетонных конструкций стен и колонн подземной автостоянки; | ВС-4 | Внутренние сети здания | ВС-4-Внутренние сети здания | 13-11 19 21 Dining and Drinking Spaces | 21-31 11 19 41 00 Wetland Mitigation | 23-10 15 14 10 Soil Blankets | 34-35 21 14 14 Unskilled Laborer
О-100-30-12 | устройство монолитного покрытия и кровли автостоянки; | О-100-30-12 устройство монолитного покрытия и кровли автостоянки; | ВС-4-1 | Водоснабжение | ВС-4-1-Водоснабжение | 13-11 19 21 11 Dining Room | 21-31 11 27 00 00 Land Reclamation | 23-10 15 14 20 Pool/Trench Revetments | 34-35 41 00 Inspector
О-100-30-13 | благоустройство территории. | О-100-30-13 благоустройство территории. | ВС-4-2 | Канализация | ВС-4-2-Канализация | 13-11 19 21 14 Banquet Hall | 21-31 31 00 00 00 Traffic Surfacing | 23-10 15 14 30 Rock Lining | 34-35 41 11 Code Inspector
|  |  | ВС-4-3 | Отопление | ВС-4-3-Отопление | 13-11 19 21 21 Food Court | 21-31 31 11 00 00 Vehicular Pavement | 23-10 15 14 40 Riprap | 34-35 41 14 Safety Inspector
|  |  | ВС-4-4 | Вентиляция | ВС-4-4-Вентиляция | 13-11 19 21 26 Snack Bar | 21-31 31 13 00 00 Pedestrian Pavement | 23-10 15 17 Slope Paving | 34-41 00 00 Utilization Roles
|  |  | ВС-4-5 | Пожаротушение | ВС-4-5-Пожаротушение | 13-11 19 21 31 Salad Bar | 21-31 51 00 00 00 Exterior Improvements | 23-10 20 00 Retention Structures | 34-41 11 00 Facility Manager
|  |  | ВС-4-6 | Электроосвещение | ВС-4-6-Электроосвещение | 13-11 19 21 34 Liquor Bar | 21-31 51 11 00 00 Irrigation Network | 23-10 20 11 Sheet Piles | 34-41 21 00 Facility Maintenance
|  |  | ВС-4-7 | Электроснабжение | ВС-4-7-Электроснабжение | 13-11 19 21 41 Beverage Station | 21-31 51 13 00 00 Fences and Gates | 23-10 20 14 Retaining Walls | 34-41 21 11 Facility Engineer
|  |  | ВС-4-8 | Газоснабжение | ВС-4-8-Газоснабжение | 13-11 19 21 44 Table Bussing Station | 21-31 51 15 00 00 Retaining Walls | 23-10 20 14 10 Diaphragm Walls | 34-41 21 14 Maintenance Manager
|  |  | ВС-4-9 | Контроль и автоматика | ВС-4-9-Контроль и автоматика | 13-11 19 21 47 Serving Station | 21-31 51 17 00 00 Fountains | 23-10 20 14 10 11 Slurry Wall Membranes | 34-41 31 00 Facility Services
|  |  | ВС-4-10 | Пожарная сигнализация | ВС-4-10-Пожарная сигнализация | 13-11 19 21 49 Dining Hall | 21-31 51 19 00 00 Screening Devices | 23-10 20 14 20 Continuous Retaining Walls | 34-41 31 11 Janitor
|  |  | ВС-4-11 | Система оповещения о пожаре | ВС-4-11-Система оповещения о пожаре | 13-11 19 21 51 Tray Return Space | 21-31 51 21 00 00 Noise Walls | 23-10 20 14 30 Crib Walls | 34-41 31 14 Window Washer
|  |  | ВС-4-12 | Охранная сигнализация | ВС-4-12-Охранная сигнализация | 13-11 19 21 54 Food Discard Station | 21-31 51 23 00 00 Horizontal Moving Walks | 23-10 20 17 Gabions | 34-55 00 00 Support Roles
|  |  | ВС-4-13 | Вычислительные сети | ВС-4-13-Вычислительные сети | 13-11 19 21 99 Other Dining and Drinking Spaces | 21-31 71 00 00 00 Exterior Amenities | 23-10 20 21 Fascines | 34-55 11 00 Administrative Support Staff
|  |  | ВС-4-14 | Сети связи | ВС-4-14-Сети связи | 13-11 21 00 Meeting Spaces | 21-31 71 11 00 00 Markers and Monuments | 23-10 25 00 Slide and Avalanche Protection | 34-55 11 11 Administrative Assistant
|  |  | НС-5 | Наружные сети | НС-5-Наружные сети | 13-11 21 11 Meeting Room | 21-31 71 12 00 00 Shelters | 23-15 00 00 Utility and Transportation Construction Products | 34-55 11 14 Receptionist
|  |  | НС-5-1 | Водопровод | НС-5-1-Водопровод | 13-11 21 14 Council Chambers | 21-31 71 13 00 00 Signage | 23-15 05 00 Tunnels and Bridges | 34-55 11 17 Records Management Staff
|  |  | НС-5-2 | Канализация | НС-5-2-Канализация | 13-11 21 17 Conference Room | 21-31 71 14 00 00 Paving Appurtenances | 23-15 05 11 Tunnels | 34-55 11 21 Intern
|  |  | НС-5-3 | Теплопровод | НС-5-3-Теплопровод | 13-11 21 21 Press Conference Room | 21-31 71 15 00 00 Safety Barriers | 23-15 05 11 10 Tunnel Shafts | 34-55 14 00 Professional Support Staff
|  |  | НС-5-4 | Газопровод | НС-5-4-Газопровод | 13-11 21 27 Community Room | 21-31 71 16 00 00 Exterior Furnishings | 23-15 05 11 20 Tunnel Segments | 34-55 14 11 Consultant
|  |  | НС-5-5 | Сети электрические | НС-5-5-Сети электрические | 13-11 21 31 War Room | 21-31 81 00 00 00 Exterior Facilities | 23-15 05 11 30 Tunnel Linings | 34-55 14 14 Librarian
|  |  | МЗ-6 | Молниезащита и заземление | МЗ-6-Молниезащита и заземление | 13-11 21 37 Interrogation Space | 21-31 81 11 00 00 Pre-Engineered Structures | 23-15 05 11 40 Tunnel Grouting | 34-55 14 17 Draftsperson
|  |  | МЗ-6-1 | Молниезащита | МЗ-6-1-Молниезащита | 13-11 21 41 Interview Room | 21-31 81 12 00 00 Indoor Systems Buildings | 23-15 05 11 40 11 Earth Stabilization Chemical Grouting | 34-55 14 21 Accountant
|  |  | МЗ-6-2 | Заземление | МЗ-6-2-Заземление | 13-11 21 57 Consultation Room | 21-31 81 13 00 00 Special Purpose Buildings | 23-15 05 11 40 14 Rock Seam Pressure Grouting | 34-55 14 24 Lawyer
[6 empty] | 13-11 21 99 Other Meeting Spaces | 21-31 81 14 00 00 Building Modules | 23-15 05 11 40 17 Tunnel Liner Grouting | 34-55 99 00 Other Support Roles
[6 empty] | 13-15 00 00 Work Spaces | 21-31 81 15 00 00 Integrated Assemblies | 23-15 05 11 50 Microtunneling | 34-61 00 00 Groups
[6 empty] | 13-15 11 00 Creative, Study, and Administrative Spaces | 21-41 00 00 00 00 Structure | 23-15 05 14 Bridges | 34-61 11 00 Team
[6 empty] | 13-15 11 11 Creative Spaces | 21-41 11 00 00 00 Substructure | 23-15 05 14 05 Prefabricated Bridges | 34-61 21 00 Board
[6 empty] | 13-15 11 11 11 Recording Studio | 21-41 11 11 00 00 Foundations | 23-15 05 14 10 Bridge Beams | 34-61 31 00 Committee
[6 empty] | 13-15 11 11 14 Artist’s Studio | 21-41 11 11 11 00 Shallow Foundations | 23-15 05 14 20 Bridge Trusses | 34-61 31 11 Task Team
[6 empty] | 13-15 11 11 17 Audiovisual Editing Space | 21-41 11 11 21 00 Deep Foundations | 23-15 05 14 30 Bridge Cable | 34-61 31 21 Ad Hoc Committee
[6 empty] | 13-15 11 11 21 Printing Room | 21-41 11 11 41 00 Raft-slab foundations | 23-15 05 14 40 Bridge Bearings | 34-65 00 00 Organizations
[6 empty] | 13-15 11 24 Study Spaces | 21-41 11 11 61 00 Excavation stabilizing | 23-15 05 14 40 11 Fixed | 34-65 11 00 Business Organizations
[6 empty] | 13-15 11 24 11 Laboratory | 21-41 11 13 00 00 Foundation Stabilization | 23-15 05 14 40 14 Expansion | 34-65 11 11 Corporation
[6 empty] | 13-15 11 24 27 Study Room | 21-41 11 13 11 00 Underpinning | 23-15 05 14 40 17 Multi-Rotational | 34-65 11 14 Partnership
[6 empty] | 13-15 11 24 31 Reading Room | 21-41 11 15 00 00 Basements | 23-15 05 14 50 Movable Mechanism | 34-65 11 17 Sole Proprietorship
[6 empty] | 13-15 11 34 Administrative Spaces | 21-41 11 15 11 00 Subgrade Walls | 23-15 05 14 60 Bridge Decking | 34-65 11 21 Joint Venture
[6 empty] | 13-15 11 34 11 Office | 21-41 11 17 00 00 Floors on Grade | 23-15 05 14 70 Bridge Drainage | 34-65 21 00 Nonprofit Organizations
[6 empty] | 13-15 11 34 14 Office Cubicle | 21-41 11 17 11 00 Floors Slabs-On-Grade | 23-15 05 14 80 Bridge Safety Barriers | 34-65 21 11 Association
[6 empty] | 13-15 11 34 17 Open Office Space | 21-41 11 17 21 00 Structural Floors-On-Grade | 23-15 05 14 80 11 Shock Absorbers | 34-65 21 14 Foundation
[6 empty] | 13-15 11 34 21 Mail Room | 21-41 11 17 31 00 Pits | 23-15 05 14 80 14 Bridge Parapets | 34-65 21 17 Union
[6 empty] | 13-15 11 34 24 Sorting Room | 21-41 11 17 41 00 Trenches | 23-15 05 14 80 17 Bridge Railings
[6 empty] | 13-15 11 34 27 Copy Room | 21-41 11 17 51 00 Formed Drains | 23-15 05 14 90 Expansion Joints
[6 empty] | 13-15 11 34 41 Judiciary Spaces | 21-41 11 19 00 00 Cofferdams | 23-15 05 14 90 11 Bridge Expansion Joint Assemblies
[6 empty] | 13-15 11 34 41 14 Court Room | 21-41 11 19 11 00 Sheeting | 23-15 10 00 Pavements
[6 empty] | 13-15 11 34 41 17 Jury Box | 21-41 11 19 21 00 Sealing | 23-15 10 11 Roadways and Runways
[6 empty] | 13-15 11 34 41 19 Jury Room | 21-41 11 21 00 00 Water Control | 23-15 10 11 11 Complete Roadway and Runways
[6 empty] | 13-15 11 34 41 21 Judge’s Bench | 21-41 11 21 31 00 Dewatering | 23-15 10 11 11 11 Portable Roadways
[6 empty] | 13-15 11 34 41 23 Judge’s Chambers | 21-41 11 21 41 00 Underwater Excavation | 23-15 10 11 11 14 Helicopter Landing Pads
[6 empty] | 13-15 11 34 41 24 Witness Stand | 21-41 11 23 00 00 Roadbed | 23-15 10 11 14 Roadway and Runway Surfacing
[6 empty] | 13-15 11 34 41 27 Hearing Room | 21-41 11 23 11 00 Re-conditioning | 23-15 10 11 14 11 Antiskid Texturing
[6 empty] | 13-15 11 99 Other Creative, Study, and Administrative Spaces | 21-41 11 23 21 00 Subgrade modification | 23-15 10 11 14 14 Paving Blocks, Slabs
[6 empty] | 13-15 21 00 Production, Fabrication, and Maintenance Spaces | 21-41 11 23 31 00 Foundation Stabilizing | 23-15 10 11 14 14 11 Unit Pavers
[6 empty] | 13-15 21 11 Production Spaces | 21-41 11 23 41 00 Rock Fill and Surfacing | 23-15 10 11 14 14 11 11 Asphalt Block Pavers
[6 empty] | 13-15 21 11 11 Manufacturing Space | 21-41 11 26 00 00 Bridge Substructure | 23-15 10 11 14 14 11 14 Brick Pavers
[6 empty] | 13-15 21 11 21 Clean Room | 21-41 11 26 11 00 Foundations | 23-15 10 11 14 14 11 17 Interlocking Precast Concrete Pavers
[6 empty] | 13-15 21 11 24 Processing Room | 21-41 11 26 21 00 Piers | 23-15 10 11 14 14 11 21 Precast Concrete Pavers
[6 empty] | 13-15 21 11 27 Material Handling Area | 21-41 11 26 31 00 Abutments | 23-15 10 11 14 14 11 24 Pressed Pavers
[6 empty] | 13-15 21 11 31 Batching Space | 21-41 11 27 00 00 Tunnels | 23-15 10 11 14 14 11 27 Stone Pavers
[6 empty] | 13-15 21 11 34 Parts Assembly Space | 21-41 11 27 11 00 Vehicle Tunnels | 23-15 10 11 14 17 Continuous Surface Paving's
[6 empty] | 13-15 21 11 51 Containment Room | 21-41 11 27 21 00 Pedestrian Tunnels | 23-15 10 11 17 Roadway and Runway Drainage
[6 empty] | 13-15 21 11 54 Product Testing Space | 21-41 11 27 31 00 Train Tunnels | 23-15 10 11 17 11 Culverts
[6 empty] | 13-15 21 11 61 Product Inspection Space | 21-41 11 27 41 00 Utility Tunnels | 23-15 10 11 17 11 11 Pipe Culverts
[6 empty] | 13-15 21 11 64 Production Observation Space | 21-41 11 27 51 00 Shafts | 23-15 10 11 17 11 11 11 Metal Pipe – Arch Culverts
[6 empty] | 13-15 21 14 Fabrication Spaces | 21-41 31 00 00 00 Superstructure and Enclosure | 23-15 10 11 17 11 14 Concrete Culverts
[6 empty] | 13-15 21 14 11 Workbench | 21-41 31 11 00 00 Floor Construction | 23-15 10 11 17 11 14 11 Concrete Arch Buried Bridge
[6 empty] | 13-15 21 14 14 Crafting Space | 21-41 31 11 11 00 Supported Basement Floors | 23-15 10 11 17 11 14 14 Concrete Arch Culverts
[6 empty] | 13-15 21 14 17 Dark Room | 21-41 31 11 21 00 Structural Floors | 23-15 10 11 17 11 14 17 Concrete Box Culverts
[6 empty] | 13-15 21 14 44 Mock-up Space | 21-41 31 11 31 00 Vertical Shaft Structure | 23-15 10 11 17 11 14 21 Concrete Rigid Frame Culverts
[6 empty] | 13-15 21 17 Maintenance Spaces | 21-41 31 11 41 00 Balconies | 23-15 10 11 17 14 Catch Basins
[6 empty] | 13-15 21 17 11 Maintenance Closet | 21-41 31 11 51 00 Mezzanines | 23-15 10 11 17 17 Channels
[6 empty] | 13-15 21 17 14 Repair Bench | 21-41 31 11 61 00 Ramps | 23-15 10 11 17 21 Cleanouts
[6 empty] | 13-15 21 17 17 Diagnostic Space | 21-41 31 13 00 00 Stairs and Ladders | 23-15 10 11 21 Traffic Safety Barriers and Protections
[6 empty] | 13-15 21 17 21 Vehicle Maintenance Space | 21-41 31 13 11 00 Stairs | 23-15 10 11 21 11 Safety Barriers
[6 empty] | 13-15 21 99 Other Production and Fabrication Spaces | 21-41 31 13 21 00 Landings | 23-15 10 11 21 11 11 Crash Barriers ( including Impact Attenuating Devices)
[6 empty] | 13-15 31 00 Operating and Controlling Spaces | 21-41 31 13 31 00 Fire Escapes | 23-15 10 11 21 11 14 Median Barriers
[6 empty] | 13-15 31 11 Control Room | 21-41 31 13 41 00 Ladders | 23-15 10 11 21 11 17 Guardrails
[6 empty] | 13-15 31 14 Pilot Cockpit | 21-41 31 15 00 00 Conveying Systems | 23-15 10 11 21 14 Noise Barriers
[6 empty] | 13-15 31 17 Driver’s Seat | 21-41 31 15 11 00 Vertical Transportation | 23-15 10 11 21 17 Traffic Barriers
[6 empty] | 13-15 31 21 Ship’s Bridge | 21-41 31 15 21 00 Horizontal Transportation | 23-15 10 11 21 17 11 Delineators
[6 empty] | 13-15 31 99 Other Operating and Controlling Spaces | 21-41 31 15 31 00 Sloped Transportation | 23-15 10 11 21 21 Traffic Control
[6 empty] | 13-25 00 00 Commercial Spaces | 21-41 31 15 41 00 Materials Handling Containers | 23-15 10 11 21 21 11 Speed Bumps
[6 empty] | 13-25 11 00 Buying and Selling Spaces | 21-41 31 15 51 00 Turntables | 23-15 10 11 21 24 Curbs and Gutters
[6 empty] | 13-25 11 11 General Retail Space | 21-41 31 15 61 00 Operable Scaffolding | 23-15 10 11 21 27 Cattle Guards
[6 empty] | 13-25 11 11 11 Merchandising Aisle | 21-41 31 17 00 00 Roof Construction | 23-15 10 14 Roadway Monitoring and Control
[6 empty] | 13-25 11 11 14 Checkout Space | 21-41 31 17 11 00 Roof Framing | 23-15 10 14 11 Roadway Signage,
[6 empty] | 13-25 11 11 21 Display Space | 21-41 31 17 21 00 Sloped Roof Framing | 23-15 10 14 14 Roadway Markers
[6 empty] | 13-25 11 11 34 Fitting Space | 21-41 31 17 31 00 Vaulted Roof Framing | 23-15 10 14 14 11 Roadway Surface Markings
[6 empty] | 13-25 11 14 Vending Machine Area | 21-41 31 17 41 00 Canopy Framing | 23-15 10 14 14 14 Roadway Reflectors
[6 empty] | 13-25 11 24 Exhibit Hall | 21-41 31 17 51 00 Fabric Roof Framing | 23-15 10 14 14 17 Traffic Cones
[6 empty] | 13-25 11 27 Showroom | 21-41 31 17 61 00 Dome Framing | 23-15 10 14 17 Traffic Signals
[6 empty] | 13-25 11 31 Demonstration Space | 21-41 31 17 71 00 Air Supported Framing | 23-15 10 14 21 Traffic Monitoring
[6 empty] | 13-25 11 37 Auction Room | 21-41 31 19 00 00 Bearing Wall Construction | 23-15 10 14 21 11 Roadway Mirrors
[6 empty] | 13-25 11 99 Other Buying and Selling Spaces | 21-41 31 19 11 00 Tilt-up Concrete Wall Construction | 23-15 10 14 21 14 Cameras
[6 empty] | 13-25 21 00 Trading Spaces | 21-41 31 19 21 00 Masonry Wall Construction | 23-15 10 14 21 17 Detectors and Sensors
[6 empty] | 13-25 21 11 Trading Floor | 21-41 31 21 00 00 Bridge Construction | 23-15 10 14 24 Parking Controls
[6 empty] | 13-25 21 21 Negotiation Room | 21-41 31 21 11 00 Beams | 23-15 10 14 24 11 Parking Meters
[6 empty] | 13-25 21 99 Other Trading Spaces | 21-41 31 21 21 00 Tied Arch | 23-15 10 14 24 14 Ticket Dispensers
[6 empty] | 13-25 31 00 Banking Spaces | 21-41 31 21 31 00 Suspension | 23-15 10 14 24 17 Coin Machine Units
[6 empty] | 13-25 31 11 Bank Teller Space | 21-41 31 21 41 00 Cable Stayed | 23-15 10 14 24 21 Key and Card Control Units
[6 empty] | 13-25 31 14 Automatic Teller Machine Space | 21-41 31 21 51 00 Trusses | 23-15 10 14 24 24 Parking Gates
[6 empty] | 13-25 31 17 Money and Valuables Vault | 21-41 31 21 61 00 Decks | 23-15 10 17 Aviation Monitoring and Control
[6 empty] | 13-31 00 00 Recreation Spaces | 21-41 31 21 71 00 Support Bearings | 23-15 10 17 11 Approach Indication Equipment
[6 empty] | 13-31 11 00 Non-Athletic Recreation Spaces | 21-41 31 21 81 00 Movable Mechanism | 23-15 10 17 14 Aviation Monitoring Equipment
[6 empty] | 13-31 11 11 Park | 21-41 31 21 91 00 Expansion Control | 23-15 10 17 14 11 Aviation Windsocks
[6 empty] | 13-31 11 14 Pleasure Garden | 21-41 31 23 00 00 Dam Construction | 23-15 15 00 Railways or Funiculars
[6 empty] | 13-31 11 17 Recreational Deck | 21-41 31 23 11 00 Gravity Dams | 23-15 15 11 Railways
[6 empty] | 13-31 11 21 Playground | 21-41 31 23 21 00 Arch Dams | 23-15 15 11 11 Complete Railways
[6 empty] | 13-31 11 24 Game Room | 21-41 31 26 00 00 Tank and Silo Construction | 23-15 15 11 14 Railway Track Equipment
[6 empty] | 13-31 11 27 Target Range | 21-41 31 26 11 00 Above-Grade Silo | 23-15 15 11 14 11 Ties
[6 empty] | 13-31 11 31 Gambling Table | 21-41 31 26 21 00 Below-Grade Silo | 23-15 15 11 14 14 Rails
[6 empty] | 13-31 11 34 Amusement Ride | 21-41 31 26 31 00 Below-Grade Cistern/Tank | 23-15 15 11 17 Platform Components
[6 empty] | 13-31 11 37 Parade Grounds | 21-41 31 27 00 00 Tower Superstructure Construction | 23-15 15 11 21 Electrification Equipment
[6 empty] | 13-31 11 51 Computer-Aided Visual Environment | 21-41 31 27 11 00 Framed Towers | 23-15 15 14 Railway Monitoring and Control
[6 empty] | 13-31 11 99 Other Non-Athletic Recreation Spaces | 21-41 31 27 21 00 Pole Towers - Cable Stayed | 23-15 15 14 11 Railway Signals
[6 empty] | 13-31 21 00 Athletic Recreation Spaces | 21-41 51 00 00 00 Enclosure | 23-15 15 14 14 Railway Control Instrumentation
[6 empty] | 13-31 21 11 Team Athletic Recreation Spaces | 21-41 51 11 00 00 Vertical Enclosure | 23-15 15 17 Funiculars (Cable Ways)
[6 empty] | 13-31 21 11 11 Baseball Field | 21-41 51 11 11 00 Exterior Walls | 23-15 15 17 11 Aerial Tramways
[6 empty] | 13-31 21 11 14 Football Field | 21-41 51 11 21 00 Parapets | 23-15 15 17 14 Chair Lifts
[6 empty] | 13-31 21 11 21 Soccer Field | 21-41 51 11 31 00 Retaining Walls | 23-15 15 17 17 Ski-Lifts
[6 empty] | 13-31 21 14 Individual Athletic Recreation Spaces | 21-41 51 11 41 00 Balcony Walls and Railings | 23-15 20 00 Marine Construction (Waterways, Seaways)
[6 empty] | 13-31 21 14 14 Tennis Court | 21-41 51 12 00 00 Moisture Proofing | 23-15 20 11 Navigation Facilities
[6 empty] | 13-31 21 14 21 Golf Hole | 21-41 51 12 11 00 Damp-proofing Below Grade | 23-15 20 11 11 Components
[6 empty] | 13-31 21 14 24 Skating Rink | 21-41 51 12 21 00 Waterproofing Below Grade | 23-15 20 11 11 11 Mooring Posts
[6 empty] | 13-31 21 14 27 Boxing Ring | 21-41 51 13 00 00 Vertical Openings | 23-15 20 11 11 14 Fenders
[6 empty] | 13-31 21 14 31 Wrestling Mat | 21-41 51 13 11 00 Transparent Openings | 23-15 20 11 14 Canal Locks
[6 empty] | 13-31 21 14 34 Diving Board | 21-41 51 13 21 00 Exterior Doors | 23-15 20 11 14 11 Lock Gates
[6 empty] | 13-31 21 14 37 Swimming Pool | 21-41 51 13 91 00 Other Vertical Openings | 23-15 20 11 14 11 11 Hydraulic Gates
[6 empty] | 13-31 21 14 41 Bowling Lane | 21-41 51 15 00 00 Horizontal / Sloped Protection | 23-15 20 11 14 11 14 High-Pressure Gates
[6 empty] | 13-31 21 14 44 Dart Throwing | 21-41 51 15 11 00 Steep Roofing | 23-15 20 11 14 11 17 Hinged-Leaf Gates
[6 empty] | 13-31 21 99 Other Athletic Recreation Spaces | 21-41 51 15 21 00 Membrane Roofing | 23-15 20 11 14 11 21 Radial Gates
[6 empty] | 13-31 31 00 Fitness Spaces | 21-41 51 15 31 00 Flashings | 23-15 20 11 14 11 24 Slide Gates
[6 empty] | 13-31 31 11 Exercise Space | 21-41 51 15 41 00 Waterproofing | 23-15 20 11 14 11 27 Sluice Gates
[6 empty] | 13-31 31 14 Workout Station | 21-41 51 15 51 00 Traffic Coatings | 23-15 20 11 14 11 31 Spillway Crest Gates
[6 empty] | 13-31 31 17 Aerobic Studio | 21-41 51 15 61 00 Drainage | 23-15 20 11 14 11 34 Vertical-Lift Gates
[6 empty] | 13-31 31 21 Training Space | 21-41 51 15 71 00 Roof Fittings | 23-15 20 11 14 14 Hydraulic Valves
[6 empty] | 13-31 31 21 11 Strength Training Space | 21-41 51 15 81 00 Soffits | 23-15 20 11 14 14 11 Butterfly Valves
[6 empty] | 13-31 31 99 Other Fitness Spaces | 21-41 51 17 00 00 Horizontal Openings | 23-15 20 11 14 14 14 Regulating Valves
[6 empty] | 13-41 00 00 Care Spaces | 21-41 51 17 11 00 Transparent Openings | 23-15 20 11 17 Piers and Docks
[6 empty] | 13-41 11 00 Grooming Spaces | 21-41 51 17 21 00 Roof Hatches and Vents | 23-15 20 11 17 11 Floating Docks
[6 empty] | 13-41 11 11 Makeup Space | 21-41 51 18 00 00 Sloped Openings | 23-15 20 11 17 14 Loading Ramps
[6 empty] | 13-41 11 13 Haircutting Space | 21-41 51 18 11 00 Roof Windows | 23-15 20 11 21 Pontoons
[6 empty] | 13-41 11 14 Cleaning Spaces | 21-41 51 18 21 00 Inclined Roof Hatches and Vents | 23-15 20 11 24 Jetties
[6 empty] | 13-41 11 14 11 Bathroom | 21-41 71 00 00 00 Interior | 23-15 20 14 Waterflow Controls
[6 empty] | 13-41 11 14 14 Shower | 21-41 71 11 00 00 Interior Construction | 23-15 20 14 11 Reservoirs
[6 empty] | 13-41 11 14 17 Toilet Space | 21-41 71 11 11 00 Fire Walls | 23-15 20 14 14 Dams, Dikes
[6 empty] | 13-41 11 14 21 Restroom | 21-41 71 11 21 00 Shaft Walls | 23-15 20 14 17 Weirs
[6 empty] | 13-41 11 14 24 Scrub Space | 21-41 71 11 31 00 Interior Partitions | 23-15 20 14 21 Barrages
[6 empty] | 13-41 11 14 27 Ablution Room | 21-41 71 11 41 00 Other Interior Construction | 23-15 20 14 24 Bifurcation Panels
[6 empty] | 13-41 11 14 31 Mud Room | 21-41 71 12 00 00 Openings and Doors | 23-15 20 14 27 Manifolds
[6 empty] | 13-41 11 14 34 Laundry Room | 21-41 71 12 11 00 Transparent Openings | 23-15 20 14 31 Penstocks and Sluice Gate
[6 empty] | 13-41 11 41 Dressing Spaces | 21-41 71 12 21 00 Interior Doors | 23-15 20 14 34 Trashracks
[6 empty] | 13-41 11 41 11 Dressing Room | 21-41 71 12 81 00 Railings | 23-15 20 17 Breakwater Products
[6 empty] | 13-41 11 41 17 Gowning Space | 21-41 71 15 00 00 Interior Finishes | 23-15 20 17 11 Bulkheads
[6 empty] | 13-41 41 99 Other Dressing Spaces | 21-41 71 15 11 00 Floor Finish | 23-15 20 17 14 Seawalls
[6 empty] | 13-41 11 99 Other Grooming Spaces | 21-41 71 15 31 00 Wall Finish | 23-15 20 17 17 Moles and Breakwater
[6 empty] | 13-41 21 00 Child Care Spaces | 21-41 71 15 51 00 Ceiling Finish | 23-15 20 17 21 Groins
[6 empty] | 13-41 21 11 Child Day Care Space | 21-41 71 15 11 00 Stair Finish | 23-15 20 21 Marine Monitoring and Control
[6 empty] | 13-41 21 14 Play Room | 21-41 71 15 91 00 Tunnel and Subgrade Linings | 23-15 20 21 11 Navigation Signs
[6 empty] | 13-41 31 00 Convalescing Spaces | 21-41 71 18 00 00 Interior Fittings | 23-15 20 21 14 Navigation Lights
[6 empty] | 13-41 31 11 Patient Care Room | 21-41 71 18 11 00 Storage Fittings | 23-15 20 21 17 Navigation Monitoring Equipment
[6 empty] | 13-41 31 14 Isolation Room | 21-41 71 18 31 00 Compartments and Cubicles | 23-15 30 00 Utility Distribution, Treatment, Disposal, and Monitoring
[6 empty] | 13-41 31 17 Steam Room | 21-41 81 00 00 00 Signage | 23-15 30 11 Distribution Systems
[6 empty] | 13-41 31 21 Whirlpool Bath | 21-41 81 11 00 00 Way-finding Signage | 23-15 30 11 11 Cable Distribution Systems
[6 empty] | 13-41 31 24 Sauna | 21-41 81 21 00 00 Door Signs | 23-15 30 11 11 11 Underground Ducts and Manholes
[6 empty] | 13-41 31 99 Other Convalescing Spaces | 21-41 81 31 00 00 Wall Signs | 23-15 30 11 14 Piped Distribution and Disposal Systems
[6 empty] | 13-41 41 00 Healing Spaces | 21-41 81 11 00 00 Equipment Identification | 23-15 30 11 14 11 Supply Water Mains
[6 empty] | 13-41 41 11 Treatment Room | 21-51 00 00 00 00 Facility Services | 23-15 30 11 14 14 Sewers and Drains
[6 empty] | 13-41 41 14 Physical Examination Room | 21-51 11 00 00 00 Life Safety and Facility Protection | 23-15 30 11 14 17 Gas Pipelines
[6 empty] | 13-41 41 17 Recovery Room | 21-51 11 11 00 00 Fire and Smoke Detection and Alarm | 23-15 30 11 14 21 Oil Pipelines
[6 empty] | 13-41 41 21 Surgery Room | 21-51 11 15 00 00 Fire and Smoke Protection | 23-15 30 11 14 24 Other Piped Distribution
[6 empty] | 13-41 41 24 Rehabilitation Room | 21-51 11 21 00 00 Security Access | 23-15 30 14 Liquids Treatment Plant
[6 empty] | 13-41 41 31 Scanning/Imaging Room | 21-51 11 26 00 00 Security Monitoring and Surveillance | 23-15 30 14 11 Supply Water Treatment Plant
[6 empty] | 13-41 41 99 Other Healing Spaces | 21-51 31 00 00 00 Plumbing | 23-15 30 14 11 11 Supply and Treatment Pumps
[6 empty] | 13-51 00 00 Resting Spaces | 21-51 31 11 00 00 Water for Single Facility | 23-15 30 14 11 11 11 Axial-Flow
[6 empty] | 13-51 11 00 General Resting Spaces | 21-51 31 11 11 00 Water Supply | 23-15 30 14 11 11 14 Centrifugal
[6 empty] | 13-51 11 11 Rest Area | 21-51 31 11 14 00 Plumbing Fixtures | 23-15 30 14 11 11 17 Turbine
[6 empty] | 13-51 11 14 Rest Stop | 21-51 31 11 17 00 Domestic Water Distribution | 23-15 30 14 11 11 21 Packaged Units
[6 empty] | 13-51 11 17 Rest Lounge | 21-51 31 14 00 00 Drainage for Single Facility | 23-15 30 14 11 14 Filter Plant
[6 empty] | 13-51 11 21 Break Room | 21-51 31 14 11 00 Septic Tank and Field Drainage | 23-15 30 14 11 14 11 Mixers and Flocculators
[6 empty] | 13-51 11 99 Other General Resting Spaces | 21-51 31 14 14 00 Sanitary Waste and Vent | 23-15 30 14 11 14 14 Clarifiers
[6 empty] | 13-51 21 00 Sleeping Spaces | 21-51 31 14 17 00 Facility Storm Water Drainage | 23-15 30 14 11 14 17 Aeration Equipment
[6 empty] | 13-51 21 11 Bedroom | 21-51 31 14 21 00 Process Systems | 23-15 30 14 11 17 Desalination Plant
[6 empty] | 13-51 21 14 Nursery | 21-51 51 00 00 00 Heating, Ventilating and Air Conditioning (HVAC) | 23-15 30 14 11 21 Chlorination Plant
[6 empty] | 13-51 21 17 Sleeping Loft | 21-51 51 12 00 00 Heating | 23-15 30 14 11 21 11 Chemical Feed Equipment
[6 empty] | 13-51 21 21 Barracks Space | 21-51 51 12 11 00 Heat Generation for Single Facility | 23-15 30 14 11 21 14 Water Softening Equipment
[6 empty] | 13-51 21 24 Dormitory Room | 21-51 51 14 00 00 Cooling | 23-15 30 14 11 21 17 Disinfectant Feed Equipment
[6 empty] | 13-51 21 27 Hotel Residence Room | 21-51 51 14 11 00 Cooling Generation for Single Facility | 23-15 30 14 11 21 21 Fluoridation Equipment
[6 empty] | 13-51 21 99 Other Sleeping Spaces | 21-51 51 16 00 00 Air Distribution | 23-15 30 14 14 Oil Treatment, Refinery Plant
[6 empty] | 13-51 24 00 Living Spaces | 21-51 51 16 11 00 Ventilation | 23-15 30 17 Waste Water Treatment (Sewage Disposal) Plant
[6 empty] | 13-51 24 11 General Residential Space | 21-51 51 18 00 00 HVAC Distribution | 23-15 30 17 11 Sewage and Sludge Pumps
[6 empty] | 13-51 31 00 Waiting Spaces | 21-51 51 18 11 00 Heating and Cooling Distribution for Single Facility | 23-15 30 17 11 11 Oil-Water Separators
[6 empty] | 13-51 31 11 Waiting Room | 21-51 61 00 00 00 Integrated Automation | 23-15 30 17 11 14 Packaged Pump Stations
[6 empty] | 13-51 31 14 Queuing Space | 21-51 61 11 00 00 Integrated Automation Controls | 23-15 30 17 11 17 Sewage Ejectors
[6 empty] | 13-51 31 17 Preparation Room | 21-51 61 13 00 00 Integrated Automation Monitoring | 23-15 30 17 14 Sewage Pumping Plant
[6 empty] | 13-51 31 99 Other Waiting Spaces | 21-51 71 00 00 00 Electrical | 23-15 30 17 14 11 Packaged Pumping Stations
[6 empty] | 13-61 00 00 Cultural Spaces | 21-51 71 11 00 00 Electrical Power | 23-15 30 17 14 14 Packaged Lift Stations
[6 empty] | 13-61 11 00 Worship Spaces | 21-51 71 11 11 00 Electric Energy Generation for Single Facility | 23-15 30 17 17 Grit Collecting Equipment
[6 empty] | 13-61 11 11 Meditation Chapel | 21-51 71 11 14 00 Electric Service and Distribution for Single Facility | 23-15 30 17 21 Screening and Grinding Equipment
[6 empty] | 13-61 11 14 Prayer | 21-51 71 11 17 00 Electric Conversion | 23-15 30 17 24 Sedimentation Tank Equipment
[6 empty] | 13-61 11 21 Altar | 21-51 71 13 00 00 Electrical Distribution | 23-15 30 17 27 Scum Removal Equipment
[6 empty] | 13-61 11 24 Reflection Space | 21-51 71 13 11 00 Ground Methodology | 23-15 30 17 31 Chemical Equipment
[6 empty] | 13-61 11 27 Blessing Space | 21-51 71 13 31 00 Power Conditioning | 23-15 30 17 34 Filter Underdrains and Media
[6 empty] | 13-61 11 31 Chapel | 21-51 71 13 51 00 Branch Circuitry | 23-15 30 17 34 11 Filter Bottoms
[6 empty] | 13-61 11 34 Mihrab | 21-51 71 15 00 00 Lighting | 23-15 30 17 34 14 Filter Media
[6 empty] | 13-61 11 37 Altar | 21-51 71 15 11 00 Interior Lighting | 23-15 30 17 34 17 Package Filters
[6 empty] | 13-61 11 41 Shrine | 21-51 71 15 51 00 Exterior Lighting | 23-15 30 17 37 Filter Press Equipment
[6 empty] | 13-61 11 44 Sanctuary | 21-51 71 15 91 00 Emergency Lighting | 23-15 30 17 41 Trickling Filter Equipment
[6 empty] | 13-61 11 47 Confessional Space | 21-51 71 17 00 00 Communications for Single Facility | 23-15 30 17 44 Compressors
[6 empty] | 13-61 11 51 Ark | 21-51 71 17 11 00 Communications | 23-15 30 17 47 Aeration Equipment
[6 empty] | 13-61 11 54 Bimah | 21-51 71 17 31 00 Voice and Data | 23-15 30 17 51 Oxygenation Systems
[6 empty] | 13-61 11 57 Tabernacle | 21-51 71 17 51 00 Sound Reinforcement | 23-15 30 17 51 11 Oxygen Dissolution System
[6 empty] | 13-61 11 61 Pulpit | 21-51 71 17 71 00 Audio and Video | 23-15 30 17 51 14 Oxygen Generators
[6 empty] | 13-61 11 99 Other Worship Spaces | 21-61 00 00 00 00 Facility Equipment and Furnishings | 23-15 30 17 51 17 Oxygen Storage Facility
[6 empty] | 13-61 21 00 Transformation Spaces | 21-61 11 00 00 00 Equipment and Furnishings | 23-15 30 17 54 Sludge Conditioning Systems
[6 empty] | 13-61 21 11 Marriage Sanctuary | 21-61 11 11 00 00 Food Service Equipment and Furnishings | 23-15 30 17 57 Sludge Handling and Treatment Equipment
[6 empty] | 13-61 21 14 Hupa | 21-61 11 11 11 00 Specialized Food Storage and Display Furniture | 23-15 30 17 61 Sludge Digestion Equipment
[6 empty] | 13-61 21 17 Baptistery | 21-61 11 11 31 00 Food Service Equipment | 23-15 30 17 64 Digester Mixing Equipment
[6 empty] | 13-61 21 21 Circumcision Space | 21-61 11 11 41 00 Commercial Kitchen Casework | 23-15 30 17 67 Digester Covers and Appurtenances
[6 empty] | 13-61 21 24 Cathedra | 21-61 11 11 51 00 Restaurant Furniture | 23-15 30 17 67 11 Fixed Covers
[6 empty] | 13-61 21 99 Other Transformation Spaces | 21-61 11 14 00 00 Educational, Cultural Equipment and Furnishings | 23-15 30 17 67 14 Floating Covers
[6 empty] | 13-61 31 00 Procession Spaces | 21-61 11 14 11 00 Educational Equipment and Furnishings | 23-15 30 17 67 17 Gasholder Covers
[6 empty] | 13-61 31 11 Sacred Gateway | 21-61 11 14 21 00 Entertainment Equipment and Furnishings | 23-15 30 17 71 Packaged Sewage Treatment Plants
[6 empty] | 13-61 31 14 Sacred Pathway | 21-61 11 14 31 00 Theater and Stage Equipment and Furnishings | 23-15 30 21 Solid Waste Disposal Plant Products
[6 empty] | 13-61 31 17 Sacred Station | 21-61 11 14 41 00 Planetarium Equipment and Furnishings | 23-15 30 21 11 Bins
[6 empty] | 13-61 31 99 Other Procession Spaces | 21-61 11 14 51 00 Observatory Equipment and Furnishings | 23-15 30 21 14 Chutes and Collectors
[6 empty] | 13-61 41 00 Contemplation Spaces | 21-61 11 14 61 00 Ecclesiastical Equipment and Furnishings | 23-15 30 21 17 Pneumatic Waste Equipment
[6 empty] | 13-61 41 11 Art Gallery | 21-61 11 14 71 00 Library and Archive Equipment and Furnishings | 23-15 30 21 21 Incineration Plant
[6 empty] | 13-61 41 14 Museum Gallery | 21-61 11 14 81 00 Exhibition Furnishings | 23-15 30 21 21 11 Packaged Incinerators
[6 empty] | 13-61 41 17 Exhibit Gallery | 21-61 11 17 00 00 Sports Equipment and Furnishings | 23-15 30 21 24 Crusher Plant
[6 empty] | 13-61 41 21 Sculpture Garden | 21-61 11 17 11 00 Athletic Equipment and Furnishings | 23-15 30 21 24 11 Waste Compactors and Destructors
[6 empty] | 13-61 41 24 Ornamental Garden | 21-61 11 17 31 00 Recreational Equipment and Furnishings | 23-15 30 21 27 Baling Plant
[6 empty] | 13-61 41 27 Observation Deck | 21-61 11 17 51 00 Therapeutic Equipment and Furnishings | 23-15 30 21 31 Pulping Machines
[6 empty] | 13-61 41 31 Zen Garden | 21-61 11 21 00 00 Work Environment Equipment and Furnishings | 23-15 30 21 34 Recycling Equipment
[6 empty] | 13-61 41 99 Other Contemplation Spaces | 21-61 11 21 11 00 Laboratory Equipment and Furnishings | 23-15 30 24 Pollution Monitoring and Control
[6 empty] | 13-61 51 00 Death Spaces | 21-61 11 21 21 00 Health Care Equipment and Furnishings | 23-15 30 24 11 Air Pollution Monitoring Systems
[6 empty] | 13-61 51 11 Crypt | 21-61 11 21 31 00 Mortuary Equipment and Furnishings | 23-15 30 24 14 Water Pollution Monitoring Systems
[6 empty] | 13-61 51 14 Casket Compartment | 21-61 11 21 41 00 Hospitality Equipment and Furnishings | 23-15 30 27 Storage Constructions
[6 empty] | 13-61 51 17 Morgue Compartment | 21-61 11 21 51 00 Mercantile Equipment and Furnishings | 23-15 30 27 11 Tanks, Reservoirs
[6 empty] | 13-61 51 21 Grave Space | 21-61 11 21 61 00 Office Equipment and Furnishings | 23-15 30 27 11 11 Elevated Storage Tanks
[6 empty] | 13-61 51 99 Other Death Spaces | 21-61 11 21 71 00 Detention Equipment and Furnishings | 23-15 30 27 11 14 Ground Storage Tanks
[6 empty] | 13-61 99 00 Other Cultural Spaces | 21-61 11 21 81 00 Security and Vault Equipment and Furnishings | 23-15 30 27 11 17 Underground Storage Tanks
[6 empty] | 13-65 00 00 Protection Spaces | 21-61 11 24 00 00 Furniture and Fittings | 23-15 30 27 11 21 Portable Storage Tanks
[6 empty] | 13-65 11 00 Spaces for Protection from the Elements | 21-61 11 24 11 00 Manufacturing Furniture and Fittings | 23-15 30 27 11 24 Tank Lining
[6 empty] | 13-65 11 11 Park Shelter | 21-61 11 24 31 00 Shop Furniture and Furnishings | 23-15 30 27 14 Silos
[6 empty] | 13-65 11 14 Entry Porch | 21-61 11 27 00 00 Equipment | 23-15 30 27 17 Bunkers
[6 empty] | 13-65 11 17 Covered Walkway | 21-61 11 27 11 00 Vending Equipment | 23-15 30 27 21 Gas Tanks and Gasholders
[6 empty] | 13-65 11 19 Canopy | 21-61 11 27 21 00 Vehicular Equipment | 23-15 99 00 Other Utility and Transportation Construction Products
[6 empty] | 13-65 11 21 Shielded Room | 21-61 11 27 31 00 Darkroom Equipment | 23-20 00 00 General Purpose Construction Accessories and Surfacing Products
[6 empty] | 13-65 11 24 Containment Room | 21-61 11 27 41 00 Agricultural Equipment | 23-20 05 00 Loose Granular Fills, Aggregates, Chips, and Fibers
[6 empty] | 13-65 11 99 Other Spaces for Protection from the Elements | 21-61 11 27 51 00 Slaughterhouse Equipment | 23-20 05 11 Powder Fillers
[6 empty] | 13-65 21 00 Spaces for Protection from Violence | 21-61 11 31 00 00 Residential Equipment and Furnishings | 23-20 05 11 11 Mineral Powder Fillers
[6 empty] | 13-65 21 11 Safe Room | 21-61 11 31 11 00 Residential Furniture | 23-20 05 11 14 Metal Powder Fillers
[6 empty] | 13-65 21 14 Bunker | 21-61 11 31 31 00 Residential Specialties | 23-20 05 11 17 Synthetic Powder Fillers
[6 empty] | 13-65 21 17 Bomb Shelter | 21-61 11 31 41 00 Residential Appliances | 23-20 05 11 21 Residue Powder Fillers
[6 empty] | 13-65 21 99 Other Spaces for Protection from Violence | 21-61 11 31 51 00 Refuse Disposal Furniture | 23-20 05 14 Aggregates
[6 empty] | 13-71 00 00 Securing Spaces | 21-61 11 34 00 00 Wardrobe and Closet Specialties | 23-20 05 14 11 Dense Fills and Aggregates
[6 empty] | 13-71 11 00 Animal Securing Spaces | 21-61 11 34 11 00 Storage Furniture | 23-20 05 14 14 Lightweight Fills and Aggregates
[6 empty] | 13-71 11 11 Cage | 21-61 11 34 31 00 Storage Shelving Units | 23-20 05 14 17 Heavyweight Fills and Aggregates
[6 empty] | 13-71 11 14 Animal Stall | 21-61 41 00 00 00 Differentiated Construction | 23-20 05 17 Fibers and Shavings
[6 empty] | 13-71 11 17 Stable | 21-61 41 41 00 00 Complete Room Units | 23-20 05 17 11 Mineral Fibers and Shavings
[6 empty] | 13-71 11 21 Kennel | 21-61 41 41 11 00 Storage Rooms | 23-20 05 17 14 Vegetable Fibers and Shavings
[6 empty] | 13-71 11 24 Aquarium | 21-61 41 41 21 00 Special Purpose Rooms | 23-20 05 17 17 Synthetic Fibers and Shavings
[6 empty] | 13-71 11 99 Other Animal Securing Spaces | 21-61 41 41 31 00 Sanitary Units | 23-20 05 17 99 Other Fibers and Shavings
[6 empty] | 13-71 21 00 Detention Spaces | 21-61 41 41 41 00 Controlled Environment Rooms | 23-20 10 00 Binding Agents and Admixtures
[6 empty] | 13-71 21 11 Detention Cell | 21-61 41 41 51 00 Plant and Control Rooms | 23-20 10 11 Binding Agents
[6 empty] | 13-71 21 14 Holding Cell | 21-61 41 41 61 00 Corridor Units | 23-20 10 11 11 Cement
[6 empty] | 13-71 21 99 Other Detention Spaces | 21-61 41 42 00 00 Water Containing Elements | 23-20 10 11 11 11 Standard Cement
[6 empty] | 13-75 00 00 Storage Spaces | 21-61 41 42 11 00 Swimming Pool | 23-20 10 11 11 14 Specialized Cement
[6 empty] | 13-75 11 00 Fixed Location Storage Spaces | 21-61 41 42 21 00 Tub | 23-20 10 11 11 14 11 High Sulfate Resistant Cement
[6 empty] | 13-75 11 11 Storage Room | 21-61 41 42 31 00 Water Slide | 23-20 10 11 11 14 14 Low Alkali Cement
[6 empty] | 13-75 11 14 Closet | 21-61 41 42 41 00 Aquarium | 23-20 10 11 11 14 17 Low Heat Cement
[6 empty] | 13-75 11 17 Coat Check | 21-61 41 42 51 00 Ponds and Reservoir | 23-20 10 11 11 14 21 Alumina Cement
[6 empty] | 13-75 11 24 Locker Room | 21-61 41 43 00 00 Snow and Ice Elements | 23-20 10 11 14 Lime
[6 empty] | 13-75 11 25 Filing Space | 21-61 41 43 11 00 Ice Rinks | 23-20 10 11 14 11 Hydraulic Lime
[6 empty] | 13-75 11 27 Supply Room | 21-61 41 43 21 00 Ski Jumps | 23-20 10 11 14 14 Air Hardening Lime
[6 empty] | 13-75 11 31 Warehouse Space | 21-61 41 43 31 00 Snow Sled Tracks | 23-20 10 11 17 Bitumen, Asphalt
[6 empty] | 13-75 11 37 Vehicular Storage Space | 21-61 41 43 41 00 Bob-Sled Runs | 23-20 10 11 21 Resinous Binders
[6 empty] | 13-75 11 41 Waste Storage Space | 21-61 41 43 51 00 Snow Making Equipment | 23-20 10 11 24 Gypsum
[6 empty] | 13-75 11 44 Recycling Storage Space | 21-61 41 43 61 00 Ice Making Equipment | 23-20 10 14 Cement Admixtures
[6 empty] | 13-75 11 47 Cupboard | 21-61 41 44 00 00 Recreation Elements | 23-20 10 14 11 Plasticizing Agents
[6 empty] | 13-75 11 51 Storage Shelf | 21-61 41 44 11 00 Recreation Surfaces | 23-20 10 14 14 Water Retaining Agents
[6 empty] | 13-75 11 54 Drawer | 21-61 41 44 21 00 Event Marking | 23-20 10 14 17 Air-Entraining Agents
[6 empty] | 13-75 11 57 Cubby Compartment | 21-61 41 44 31 00 Safety Fencing / Netting | 23-20 10 14 21 Gas Generating Agents
[6 empty] | 13-75 11 61 Locker Compartment | 21-61 41 44 41 00 Spectator Seating | 23-20 10 14 24 Setting Retarders
[6 empty] | 13-75 11 91 Fixed Storage Bin | 21-61 41 45 00 00 Entertainment Elements | 23-20 10 14 27 Setting Accelerators
[6 empty] | 13-75 11 99 Other Fixed Storage Spaces | 21-61 41 45 11 00 Amusement Rides | 23-20 10 14 31 Frostproofing Agents
[6 empty] | 13-75 21 00 Non-Fixed Location Storage Spaces | 21-61 41 45 31 00 Water Spray Parks | 23-20 10 14 34 Waterproofing Agents
[6 empty] | 13-75 21 11 Vehicle Storage Compartment | 21-61 41 46 00 00 Storage Containers | 23-20 10 14 37 Coloring Agents
[6 empty] | 13-75 21 14 Portable Bin | 21-61 41 46 11 00 Elevated Tanks | 23-20 10 14 41 Admixtures for Injections
[6 empty] | 13-75 21 17 Vessel | 21-61 41 46 61 00 Subgrade Tanks | 23-20 10 14 44 Admixtures for Projections
[6 empty] | 13-75 21 99 Other Non-Fixed Location Storage Spaces | 21-71 00 00 00 00 Utilities And Infrastructure | 23-20 10 14 47 Adherence Proofing Agents
[6 empty] | 13-75 31 00 Environmentally Controlled Storage Spaces | 21-71 11 00 00 00 Roadways | 23-20 10 14 51 Bonding Agents
[6 empty] | 13-75 31 11 Environmental Room | 21-71 11 11 00 00 Right of Way | 23-20 10 14 54 Cement Replacements
[6 empty] | 13-75 31 14 Refrigeration Compartment | 21-71 11 12 00 00 Stabilized Road Base | 23-20 10 14 99 Other Cement Admixtures
[6 empty] | 13-75 31 17 Freezing Compartment | 21-71 11 13 00 00 Pavements | 23-20 10 17 Gypsum Admixtures
[6 empty] | 13-75 31 21 Dry Storage Compartment | 21-71 11 13 11 00 Soft Pavement | 23-20 15 00 Mixtures
[6 empty] | 13-75 31 24 Humidity Controlled Storage Space | 21-71 11 13 51 00 Hard Pavement | 23-20 15 11 Concrete
[6 empty] | 13-75 31 27 Vacuum Sealed Storage Compartment | 21-71 11 14 00 00 Roadside Barriers | 23-20 15 11 11 Cementitious Concrete
[6 empty] | 13-75 31 99 Other Environmentally Controlled Storage Space | 21-71 11 14 11 00 Boulevard Barriers | 23-20 15 11 14 Resinous Concrete
[6 empty] | 13-75 41 00 Specialty Storage Spaces | 21-71 11 15 00 00 Safety Reflectors | 23-20 15 11 17 Hydrocarbon Concrete
[6 empty] | 13-75 41 11 Sanitary Storage Room | 21-71 11 16 00 00 Light, Power, and Communication Vertical Standards | 23-20 15 11 21 Low Density Concrete
[6 empty] | 13-75 41 14 Soiled Storage Room Space | 21-71 11 17 00 00 Sign Structures | 23-20 15 14 Mortars
[6 empty] | 13-75 41 17 Sacristy | 21-71 21 00 00 00 Railways | 23-20 15 14 11 Portland Cement-Lime Mortars
[6 empty] | 13-75 41 21 Vestry | 21-71 21 21 00 00 Railway Drainage | 23-20 15 14 14 Masonry Cement Mortars
[6 empty] | 13-75 41 24 Hazardous Material Storage Space | 21-71 21 22 00 00 Ballast | 23-20 15 14 17 Mortar Cements
[6 empty] | 13-75 41 31 Organic Remains Storage Space | 21-71 21 23 00 00 Ties | 23-20 15 14 21 Gypsum Based Mortars
[6 empty] | 13-75 41 34 Book Stacks | 21-71 21 24 00 00 Rails | 23-20 15 14 24 Resinous Mortar
[6 empty] | 13-75 41 37 Baggage Claim | 21-71 21 24 11 00 Light Rail | 23-20 15 14 27 Chemical-Resistant Mortar
[6 empty] | 13-75 41 41 Evidence Room | 21-71 21 24 51 00 Heavy Rail | 23-20 15 14 31 Refractory Mortar
[6 empty] | 13-75 41 44 Vehicle Impound Lot | 21-71 21 25 00 00 Monorail | 23-20 15 14 34 Premixed Mortar
[6 empty] | 13-75 41 99 Other Special Storage Space | 21-71 21 26 00 00 Overhead Power | 23-20 15 14 37 Surface Bonding Mortar
[6 empty] | 13-81 00 00 Facility Service Spaces | 21-71 21 27 00 00 Switches | 23-20 15 14 41 Mortar Pigments
[6 empty] | 13-81 11 00 General Facility Service Spaces | 21-71 21 28 00 00 Signals | 23-20 15 17 Grouts
[6 empty] | 13-81 11 11 Access Chamber | 21-71 21 29 00 00 Embankment | 23-20 15 17 11 Concrete Grout
[6 empty] | 13-81 11 14 Area Way | 21-71 31 00 00 00 Airports | 23-20 15 17 11 11 Shrink-Resistant Concrete Grout
[6 empty] | 13-81 11 17 Crawl Space | 21-71 31 31 00 00 Runways and Taxiways | 23-20 15 17 11 14 Catalyzed Metallic Concrete Grout
[6 empty] | 13-81 11 21 Service Space | 21-71 31 32 00 00 Parking Apron | 23-20 15 17 11 17 Epoxy Concrete Grout
[6 empty] | 13-81 11 24 Air Shaft | 21-71 31 33 00 00 Passenger Loading Bridges | 23-20 15 17 11 21 Nonmetallic Concrete Grout
[6 empty] | 13-81 11 27 Light Well | 21-71 31 34 00 00 Baggage Handling | 23-20 15 17 14 Masonry Grout
[6 empty] | 13-81 11 99 Other General Facility Service Spaces | 21-71 31 34 11 00 Baggage Conveyors | 23-20 15 17 14 11 Chemical-Resistant Masonry Grout
[6 empty] | 13-81 21 00 Facility Equipment Service Spaces | 21-71 31 34 51 00 Baggage Security Scanners | 23-20 20 00 Profiles
[6 empty] | 13-81 21 11 Equipment Room | 21-71 31 35 00 00 Aircraft Management | 23-20 20 11 Rigid Profiles
[6 empty] | 13-81 21 14 Computer Server Room | 21-71 31 35 11 00 Pavement Marking | 23-20 20 11 11 Ferrous Metal Rigid Profiles
[6 empty] | 13-81 21 17 Mechanical Room | 21-71 31 35 21 00 Aircraft Taxi Guidance Devices | 23-20 20 11 14 Non-Ferrous Metal Rigid Profiles
[6 empty] | 13-81 21 17 11 Refrigerant Machinery Room | 21-71 31 35 31 00 Aircraft Safety Barriers | 23-20 20 11 17 Wood Rigid Profiles
[6 empty] | 13-81 21 17 14 Furnace Room | 21-71 31 35 41 00 Aircraft De-icing Equipment | 23-20 20 11 17 11 Lumber Rigid Profiles
[6 empty] | 13-81 21 17 17 Incinerator Room | 21-71 31 35 51 00 Aircraft Re-fueling Ports and Devices | 23-20 20 11 17 11 11 Hardwood Rigid Profiles
[6 empty] | 13-81 21 21 Electrical Room | 21-71 31 36 00 00 Communication Devices | 23-20 20 11 17 11 14 Softwood Rigid Profiles
[6 empty] | 13-81 21 24 Telecommunications Room | 21-71 31 36 11 00 Air Navigation Devices | 23-20 20 11 17 11 17 Laminated Rigid Profiles
[6 empty] | 13-81 21 27 Transformer Vault | 21-71 31 36 56 00 Air Communication Devices | 23-20 20 11 17 14 Heavy Timber Rigid Profiles
[6 empty] | 13-81 21 31 Elevator Shaft | 21-71 41 00 00 00 Space Travel | 23-20 20 11 21 Plastic Rigid Profiles
[6 empty] | 13-81 21 99 Other Facility Equipment Service Spaces | 21-71 41 41 00 00 Space Vehicle Assembly Enclosures | 23-20 20 11 24 Composite Rigid Profiles
[6 empty] | 13-81 31 00 Service Distribution Spaces | 21-71 41 42 00 00 Space Vehicle Transfer Road | 23-20 20 14 Flexible Profiles
[6 empty] | 13-81 31 11 Power Distribution Spaces | 21-71 41 43 00 00 Launch Facilities | 23-20 20 14 11 Plastic Flexible Profiles
[6 empty] | 13-81 31 11 11 Electrical Line | 21-71 41 43 11 00 Launch Tower | 23-20 20 14 14 Rubber Flexible Profiles
[6 empty] | 13-81 31 11 14 Electrical Conduit Chamber | 21-71 41 43 31 00 Water Cooling Moat | 23-20 20 14 14 11 Natural Rubber Flexible Profiles
[6 empty] | 13-81 31 11 17 Electrical Duct Bank | 21-71 41 43 51 00 Safety Devices | 23-20 20 14 14 14 Butyl Flexible Profiles
[6 empty] | 13-81 31 11 99 Other Power Distribution Spaces | 21-71 41 47 00 00 Post-Launch Equipment | 23-20 20 14 14 17 Neoprene Flexible Profiles
[6 empty] | 13-81 31 21 Information Signal Distribution Spaces | 21-71 41 47 11 00 Satellite Control Facilities | 23-20 20 14 14 21 Silicone Flexible Profiles
[6 empty] | 13-81 31 21 11 Communications Line | 21-71 41 47 31 00 Telescope Enclosure Domes | 23-20 20 14 14 24 Polysulfide Flexible Profiles
[6 empty] | 13-81 31 21 14 Communications Duct Bank | 21-71 41 47 51 00 Radio Signal Searching Device Construction | 23-20 20 17 Lath
[6 empty] | 13-81 31 21 17 Cable Tray | 21-71 51 00 00 00 Transportation | 23-20 20 17 11 Gypsum Lath
[6 empty] | 13-81 31 21 99 Other Information Signal Distribution Spaces | 21-71 51 51 00 00 Vehicles | 23-20 20 17 14 Lead-Lined Lath
[6 empty] | 13-81 31 31 Gas Distribution Spaces | 21-71 51 51 11 00 Aircraft | 23-20 20 17 17 Metal Lath
[6 empty] | 13-81 31 31 11 Gas Pipeline | 21-71 51 51 21 00 Automobiles | 23-20 20 17 21 Veneer Plaster Base Lath
[6 empty] | 13-81 31 31 14 Medical Gas Pipe | 21-71 51 51 31 00 Boats/Ships | 23-20 20 17 24 Wood Lath
[6 empty] | 13-81 31 31 17 Vacuum Pipe | 21-71 51 51 41 00 Buses | 23-20 25 00 Sheets, Boards, and Slabs
[6 empty] | 13-81 31 31 21 Laboratory Gas Pipe | 21-71 51 51 51 00 Cable Car | 23-20 25 11 Thin Flexible Sheets
[6 empty] | 13-81 31 31 24 Air Supply Duct | 21-71 51 51 61 00 Elevated Airport Vehicles | 23-20 25 11 11 Thin Sheets
[6 empty] | 13-81 31 31 27 Air Return Duct | 21-71 51 51 71 00 Guided Transit Vehicles / Surface Shuttles | 23-20 25 11 11 11 Thin Metal Sheets
[6 empty] | 13-81 31 31 31 Exhaust Duct | 21-71 51 53 00 00 Space Vehicles | 23-20 25 11 11 14 Thin Wood Sheets
[6 empty] | 13-81 31 31 34 Gas Piping Chase | 21-71 51 53 11 00 Spacecraft | 23-20 25 11 11 17 Building Papers
[6 empty] | 13-81 31 31 37 Mechanical Shaft | 21-71 51 53 31 00 Spacecraft Transfer Vehicles | 23-20 25 11 11 21 Thin Plastic Sheets
[6 empty] | 13-81 31 31 99 Other Gas Distribution Spaces | 21-71 51 53 51 00 Trains | 23-20 25 11 11 24 Thin Rubber Sheets
[6 empty] | 13-81 31 41 Liquid Distribution Spaces | 21-71 51 57 00 00 Funicular Elements | 23-20 25 11 14 Textiles
[6 empty] | 13-81 31 41 11 Oil Pipeline | 21-71 51 57 11 00 Surface Tramway | 23-20 25 11 17 Mesh for General Use
[6 empty] | 13-81 31 41 14 Water Pipeline | 21-71 51 57 21 00 Aerial Tramway | 23-20 25 14 Rigid Sheets, Slabs, Plates
[6 empty] | 13-81 31 41 17 Chilled Water Pipe | 21-71 51 57 31 00 Ski Tow – Closed Cabin | 23-20 25 14 11 Solid Sheets
[6 empty] | 13-81 31 41 21 Hot Water Pipe | 21-71 51 57 41 00 Ski Tow - Open | 23-20 25 14 11 11 Solid Stone Sheets
[6 empty] | 13-81 31 41 24 Special Water Pipe | 21-71 51 57 51 00 Ski Tow Cabin | 23-20 25 14 11 14 Solid Cementitious Sheets
[6 empty] | 13-81 31 41 27 Liquid Pipe Chase | 21-71 51 57 61 00 Operated River Crossing Raft | 23-20 25 14 11 17 Solid Mineral Sheets
[6 empty] | 13-81 31 41 99 Other Liquid Distribution Spaces | 21-71 61 00 00 00 Utilities | 23-20 25 14 11 21 Solid Glass Sheets
[6 empty] | 13-81 31 99 Other Service Distribution Spaces | 21-71 61 61 00 00 Water Wells | 23-20 25 14 11 24 Solid Metal Sheets
[6 empty] | 13-81 99 00 Other Facility Service Spaces | 21-71 61 61 11 00 Excavated Wells | 23-20 25 14 11 27 Solid Wood-Based Sheets
[6 empty] | 13-85 00 00 Circulation Spaces | 21-71 61 61 31 00 Drilled Wells | 23-20 25 14 11 31 Solid Plastic Sheets
[6 empty] | 13-85 11 00 Horizontal Circulation Spaces | 21-71 61 62 00 00 Water Distribution | 23-20 25 14 14 Hollow Core Sheets
[6 empty] | 13-85 11 11 Corridor | 21-71 61 62 11 00 Below Grade | 23-20 25 14 14 11 Wood-Based Hollow Core Sheets
[6 empty] | 13-85 11 17 Aisle | 21-71 61 62 51 00 Above Grade Viaduct | 23-20 25 14 14 14 Mineral Hollow Core Sheets
[6 empty] | 13-85 11 21 Mall | 21-71 61 63 00 00 Sanitary Sewer Utility | 23-20 25 14 14 17 Metal Hollow Core Sheets
[6 empty] | 13-85 11 24 Concourse | 21-71 61 64 00 00 Storm Sewer Utility | 23-20 25 14 14 21 Plastic Hollow Core Sheets
[6 empty] | 13-85 11 27 Breezeway | 21-71 61 65 00 00 Fuel Utility Distribution | 23-20 25 17 Gratings
[6 empty] | 13-85 11 31 Jet Way | 21-71 61 65 11 00 Tank Fuel Storage | 23-20 25 21 Blankets, Quilts
[6 empty] | 13-85 11 37 Moving Walkway | 21-71 61 65 21 00 Pressurized Cylinders | 23-20 30 00 Blocks and Bricks
[6 empty] | 13-85 11 99 Other Horizontal Circulation Spaces | 21-71 61 65 31 00 Piping | 23-20 30 11 Blocks
[6 empty] | 13-85 21 00 Vertical Circulation Spaces | 21-71 61 66 00 00 Heating and Cooling Utility Distribution | 23-20 30 11 11 Concrete Masonry Units
[6 empty] | 13-85 21 11 Stairway | 21-71 61 67 00 00 Electrical Power Distribution | 23-20 30 11 11 11 Concrete Block
[6 empty] | 13-85 21 14 Egress Stairway | 21-71 61 68 00 00 Communication Utility Distribution | 23-20 30 11 11 14 Exposed Aggregate Concrete Masonry Units
[6 empty] | 13-85 21 17 Ceremonial Stairway | 21-71 71 00 00 00 Water-Related Construction | 23-20 30 11 11 17 Fluted Concrete Masonry Units
[6 empty] | 13-85 21 19 Escalator | 21-71 71 71 00 00 Coastal Construction | 23-20 30 11 11 21 Interlocking Concrete Masonry Units
[6 empty] | 13-85 21 21 Ramp | 21-71 71 72 00 00 Waterway Construction | 23-20 30 11 11 24 Molded-Face Concrete Masonry Units
[6 empty] | 13-85 21 24 Stair and Ramp Combination | 21-71 71 73 00 00 Marine Construction | 23-20 30 11 11 27 Prefaced Concrete Masonry Units
[6 empty] | 13-85 21 27 Elevator Cab | 21-71 71 74 00 00 Underwater Construction | 23-20 30 11 11 31 Preinsulated Concrete Masonry Units
[6 empty] | 13-85 21 31 Dumbwaiter | 21-81 00 00 00 00 Specialty Equipment | 23-20 30 11 11 34 Sound-Absorbing Concrete Masonry Units
[6 empty] | 13-85 21 99 Other Vertical Circulation Spaces | 21-81 11 00 00 00 Chemical, Biological, and Metallurgical Equipment | 23-20 30 11 11 37 Split-Face Concrete Masonry Units
[6 empty] | 13-85 31 00 Transitional Circulation Spaces | 21-81 11 11 00 00 Chemical Conveyance Equipment | 23-20 30 11 14 Calcium Silicate Masonry Units
[6 empty] | 13-85 31 11 Entry Vestibule | 21-81 11 11 11 00 React Pipe Conveyance Equipment | 23-20 30 11 17 Glass Masonry Units
[6 empty] | 13-85 31 14 Entry Lobby | 21-81 11 11 14 00 Distill / Separate Pipe Conveyance Equipment | 23-20 30 11 21 Adobe Masonry Units
[6 empty] | 13-85 31 17 Elevator Lobby | 21-81 11 11 17 00 Wash Pipe Conveyance Equipment | 23-20 30 11 24 Clay Masonry Units
[6 empty] | 13-85 31 21 Landing | 21-81 11 11 21 00 Absorb Pipe Conveyance Equipment | 23-20 30 11 24 11 Common Brick
[6 empty] | 13-85 31 24 Anteroom | 21-81 11 11 24 00 Evaporate Pipe Conveyance Equipment | 23-20 30 11 24 14 Face Brick
[6 empty] | 13-85 31 27 Air Lock | 21-81 11 11 27 00 Crystallize Pipe Conveyance Equipment | 23-20 30 11 24 17 Fire Brick
[6 empty] | 13-85 31 99 Other Transitional Circulation Spaces | 21-81 11 11 31 00 Hydro-treat Pipe Conveyance Equipment | 23-20 30 11 24 21 Glazed Brick
[6 empty] | 13-85 41 00 Specialty Circulation Spaces | 21-81 11 11 34 00 Reform Pipe Conveyance Equipment | 23-20 30 11 24 24 Ceramic Glazed Clay Masonry Units
[6 empty] | 13-85 41 11 Means of Egress | 21-81 11 11 37 00 Crack Pipe Conveyance Equipment | 23-20 30 11 24 27 Clay Tile
[6 empty] | 13-85 41 14 Accessible Route | 21-81 11 11 41 00 Blend Pipe Conveyance Equipment | 23-20 30 11 24 31 Structural Clay Tile
[6 empty] | 13-85 41 17 Hub Room | 21-81 11 11 44 00 Isomerize Pipe Conveyance Equipment | 23-20 30 11 24 34 Clay Flue Lining
[6 empty] | 13-85 41 99 Other Specialty Circulation Spaces | 21-81 11 11 47 00 Alkylate Pipe Conveyance Equipment | 23-20 30 11 24 37 Terra Cotta
[6 empty] | 13-91 00 00 Travel Spaces | 21-81 11 12 00 00 Biological Conveyance Equipment | 23-20 30 14 Masonry Anchorage and Reinforcement
[6 empty] | 13-91 11 00 Vehicular Travel Spaces | 21-81 11 12 11 00 Ferment Pipe Conveyance Equipment | 23-20 30 14 11 Masonry Reinforcing
[6 empty] | 13-91 11 11 Ground Vehicular Travel Spaces | 21-81 11 12 21 00 Digest Pipe Conveyance Equipment | 23-20 30 14 11 11 Continuous Joint Reinforcing
[6 empty] | 13-91 11 11 11 Highway | 21-81 11 13 00 00 Metallurgical Conveyance Equipment | 23-20 30 14 11 14 Reinforcing Bars
[6 empty] | 13-91 11 11 14 Causeway | 21-81 11 13 11 00 Smelt / Melt Conveyance Equipment | 23-20 30 14 14 Masonry Ties
[6 empty] | 13-91 11 11 21 Street | 21-81 11 13 21 00 Refine Conveyance Equipment | 23-20 30 14 14 11 Flexible Masonry Ties
[6 empty] | 13-91 11 11 24 Alley | 21-81 11 13 31 00 Coke Conveyance Equipment | 23-20 30 14 14 14 Masonry Veneer Ties
[6 empty] | 13-91 11 11 27 Driveway | 21-81 21 00 00 00 Thermal and Combustion Equipment | 23-20 30 14 14 17 Rigid Masonry Ties
[6 empty] | 13-91 11 11 31 Drop-Off Area | 21-81 21 21 00 00 Heat Exchange Equipment | 23-20 30 14 17 Masonry Anchors
[6 empty] | 13-91 11 11 33 Loading Dock | 21-81 21 22 00 00 Boiler and Furnace Equipment | 23-20 30 14 17 11 Masonry Veneer Anchors
[6 empty] | 13-91 11 11 34 Entrance/Exit Ramp | 21-81 21 23 00 00 Oven, Heater and Roaster Equipment | 23-20 30 14 17 14 Stone Masonry Anchors
[6 empty] | 13-91 11 11 37 Bridge | 21-81 21 24 00 00 Kiln Equipment | 23-20 30 17 Special Profiles for Masonry
[6 empty] | 13-91 11 21 Aerial Vehicular Travel Spaces | 21-81 21 25 00 00 Incinerate Devices | 23-20 30 17 11 Special Masonry Shapes
[6 empty] | 13-91 11 21 11 Airport Apron | 21-81 21 26 00 00 Chill/Refrigerate Equipment | 23-20 30 17 14 Masonry Sills and Thresholds
[6 empty] | 13-91 11 21 14 Taxiway | 21-81 21 27 00 00 Freeze Dry Equipment | 23-20 30 17 17 Masonry Moldings
[6 empty] | 13-91 11 21 17 Runway | 21-81 21 28 00 00 Sterilize Equipment | 23-20 30 17 21 Masonry Copings
[6 empty] | 13-91 11 21 21 Airway | 21-81 31 00 00 00 Power and Motive Equipment | 23-20 30 17 24 Masonry Quoins
[6 empty] | 13-91 11 31 Water Vehicular Travel Spaces | 21-81 31 31 00 00 Electrical Power Generation | 23-20 30 17 27 Masonry Cornices
[6 empty] | 13-91 11 31 11 Waterway | 21-81 31 31 11 00 Water Source Generating Equipment | 23-20 30 21 Structural Support for Masonry
[6 empty] | 13-91 11 31 14 Channel | 21-81 31 31 21 00 Combustion Equipment | 23-20 30 21 11 Lintels
[6 empty] | 13-91 11 31 17 Canal | 21-81 31 31 31 00 Solar Equipment | 23-20 30 21 11 11 Lintel Former Units
[6 empty] | 13-91 11 31 21 Bay | 21-81 31 31 41 00 Wind Equipment | 23-20 30 21 14 Wall Connectors and Starters
[6 empty] | 13-91 11 31 24 Dock | 21-81 31 31 51 00 Nuclear Reactor | 23-20 30 21 17 Supports for Masonry
[6 empty] | 13-91 11 99 Other Vehicular Travel Spaces | 21-81 31 32 00 00 Air/Gas Power Generation | 23-20 30 21 17 11 Masonry Angles
[6 empty] | 13-91 21 00 Pedestrian Travel Spaces | 21-81 31 32 11 00 Fan/Blower Equipment | 23-20 30 21 17 11 11 Masonry Shelf Angles
[6 empty] | 13-91 21 11 Sidewalk | 21-81 31 32 21 00 Exhauster Equipment | 23-20 30 21 17 14 Gussets
[6 empty] | 13-91 21 14 Pedestrian Way | 21-81 31 32 31 00 Vacuum Equipment | 23-20 30 24 Ancillary Products for Masonry
[6 empty] | 13-91 21 17 Footpath | 21-81 31 32 41 00 Compression Equipment | 23-20 30 24 11 Embedded Flashing
[6 empty] | 13-91 21 21 Trail | 21-81 31 33 00 00 Fluid Power Generation | 23-20 30 24 14 Cavity Closers
[6 empty] | 13-91 21 24 Gangway | 21-81 31 33 11 00 Gravity Equipment | 23-20 30 24 17 Cavity Weep and Ventilation Units
[6 empty] | 13-91 21 99 Other Pedestrian Travel Spaces | 21-81 31 33 21 00 Pump Equipment | 23-20 30 24 17 11 Weeps
[7 empty] | 21-81 31 34 00 00 Engines/Drivers | 23-20 30 24 17 14 Cavity Vents
[7 empty] | 21-81 31 34 11 00 Pneumatic Motors | 23-20 30 24 17 17 Drainage Material
[7 empty] | 21-81 31 34 21 00 Electrical Motors | 23-20 30 24 21 Joint Materials
[7 empty] | 21-81 31 34 31 00 Turbines | 23-20 30 24 21 11 Control Joints
[7 empty] | 21-81 41 00 00 00 Process Equipment | 23-20 30 24 21 14 Expansion Joints
[7 empty] | 21-81 41 41 00 00 Gas, Fume and Particulate Treatment Equipment | 23-20 30 24 24 Airbricks
[7 empty] | 21-81 41 41 11 00 Adsorb Equipment | 23-20 40 00 Mechanical Fasteners, Adhesives, and Sealants
[7 empty] | 21-81 41 41 15 00 Desiccate Equipment | 23-20 40 11 Mechanical Fasteners
[7 empty] | 21-81 41 41 21 00 Cyclone Equipment | 23-20 40 11 11 Cast-In Anchorages
[7 empty] | 21-81 41 41 26 00 Filter Equipment | 23-20 40 11 11 11 Rail Anchors
[7 empty] | 21-81 41 41 31 00 Condensor Equipment | 23-20 40 11 11 14 Screw Cases
[7 empty] | 21-81 41 41 35 00 Scrubber Equipment | 23-20 40 11 11 17 Anchor Blocks
[7 empty] | 21-81 41 41 41 00 Eject/E-duct Equipment | 23-20 40 11 11 21 Inserts
[7 empty] | 21-81 41 41 45 00 Vent Equipment | 23-20 40 11 11 21 11 Adjustable Wedge
[7 empty] | 21-81 41 41 51 00 Stack Equipment | 23-20 40 11 11 21 14 Adjustable Box
[7 empty] | 21-81 41 41 55 00 Flare Equipment | 23-20 40 11 11 21 17 Threaded
[7 empty] | 21-81 41 41 61 00 Flame Arrest Equipment | 23-20 40 11 11 24 Dovetail Slots
[7 empty] | 21-81 41 42 00 00 Reduction Process | 23-20 40 11 14 Multi-Purpose Mechanical Fasteners
[7 empty] | 21-81 41 42 11 00 Break Equipment | 23-20 40 11 14 11 Plugs
[7 empty] | 21-81 41 42 16 00 Pulverize Equipment | 23-20 40 11 14 14 Staples
[7 empty] | 21-81 41 42 21 00 Crush Equipment | 23-20 40 11 14 17 Nails
[7 empty] | 21-81 41 42 26 00 Grind Equipment | 23-20 40 11 14 21 Rivets
[7 empty] | 21-81 41 42 31 00 Mill Equipment | 23-20 40 11 14 24 Screws
[7 empty] | 21-81 41 42 36 00 Cut Equipment | 23-20 40 11 14 27 Bolts and Nuts
[7 empty] | 21-81 41 42 41 00 Chip Equipment | 23-20 40 11 14 31 Threaded Rods and Nuts
[7 empty] | 21-81 41 42 46 00 Flake Equipment | 23-20 40 11 14 34 Bandings
[7 empty] | 21-81 41 42 51 00 Shred Equipment | 23-20 40 11 17 Structural Mechanical Fasteners in Hardened Concrete and Masonry
[7 empty] | 21-81 41 42 56 00 Split Equipment | 23-20 40 11 17 11 Expansion Anchors
[7 empty] | 21-81 41 43 00 00 Separation Process | 23-20 40 11 17 14 Undercut Anchors
[7 empty] | 21-81 41 43 11 00 Filter Equipment | 23-20 40 11 17 17 Bonded Anchors
[7 empty] | 21-81 41 43 16 00 Strain Equipment | 23-20 40 11 21 Mechanical Fasteners for Metal Structures
[7 empty] | 21-81 41 43 21 00 Sieve Equipment | 23-20 40 11 24 Mechanical Fasteners for Wood Structures
[7 empty] | 21-81 41 43 26 00 Wash Equipment | 23-20 40 11 24 11 Nail Plates
[7 empty] | 21-81 41 43 31 00 Centrifuge Equipment | 23-20 40 11 24 14 Wood Connectors
[7 empty] | 21-81 41 43 36 00 Flotation Equipment | 23-20 40 11 24 17 Framing Anchors
[7 empty] | 21-81 41 43 41 00 Sort Equipment | 23-20 40 14 Welded Joint Products
[7 empty] | 21-81 41 43 46 00 Separate Equipment | 23-20 40 14 11 Soldering Products
[7 empty] | 21-81 41 43 51 00 De-aerate/De-gas Equipment | 23-20 40 14 14 Brazing Products
[7 empty] | 21-81 41 43 56 00 Settling Equipment | 23-20 40 14 17 Welding Products
[7 empty] | 21-81 41 44 00 00 Mix and Blend Equipment | 23-20 14 17 Adhesives
[7 empty] | 21-81 41 44 11 00 Mix Equipment | 23-20 14 17 11 Natural Adhesives and Glues
[7 empty] | 21-81 41 44 26 00 Stir Equipment | 23-20 14 17 14 Synthetic Adhesives
[7 empty] | 21-81 41 44 21 00 Kneed Equipment | 23-20 14 21 General Purpose Tape
[7 empty] | 21-81 41 44 26 00 Agitate Equipment | 23-20 14 24 Joint Fillers, Sealants, and Mastics
[7 empty] | 21-81 41 44 31 00 Slake Equipment | 23-20 14 24 11 Joint Fillers
[7 empty] | 21-81 41 44 36 00 Blend Equipment | 23-20 14 24 11 11 Backer Rods
[7 empty] | 21-81 41 44 41 00 Compound Equipment | 23-20 14 24 14 Putties
[7 empty] | 21-81 41 44 46 00 Aerate Equipment | 23-20 14 24 17 Construction Sealants
[7 empty] | 21-81 41 44 51 00 Inject Equipment | 23-20 14 24 17 11 Elastomeric Construction Sealants
[7 empty] | 21-81 41 45 00 00 Shaping Process Equipment | 23-20 14 24 17 14 Rigid Construction Sealants
[7 empty] | 21-81 41 45 11 00 Pelletize Equipment | 23-20 14 24 17 17 Sanitary Construction Sealants
[7 empty] | 21-81 41 45 16 00 Spin Equipment | 23-20 14 24 17 21 Chemical-Resistant Construction Sealants
[7 empty] | 21-81 41 45 21 00 Extrude Equipment | 23-20 14 24 17 24 Water-Immersed Construction Sealants
[7 empty] | 21-81 41 45 26 00 Pulltrude Equipment | 23-20 14 24 21 Preformed Joint Seals
[7 empty] | 21-81 41 45 31 00 Compact Equipment | 23-20 14 24 21 11 Compression Seals
[7 empty] | 21-81 41 45 36 00 Tablet Equipment | 23-20 14 24 21 14 Joint Gaskets
[7 empty] | 21-81 41 45 41 00 Roll Equipment | 23-20 14 27 Ropes, Wires, and Cables
[7 empty] | 21-81 41 46 00 00 Web Equipment | 23-20 14 27 11 Ropes
[7 empty] | 21-81 41 46 11 00 Conversion Equipment | 23-20 14 27 14 Wires
[7 empty] | 21-81 41 46 11 11 Screen Equipment | 23-20 14 27 17 Cables
[7 empty] | 21-81 41 46 11 12 Extrude Equipment | 23-20 50 00 Thermal and Moisture Protective Products
[7 empty] | 21-81 41 46 11 13 Roll Coat Equipment | 23-20 50 11 Fireproofing
[7 empty] | 21-81 41 46 11 14 Cast Equipment | 23-20 50 11 11 Board Fireproofing
[7 empty] | 21-81 41 46 21 00 Preparation/Treatment Equipment | 23-20 50 11 11 11 Calcium Silicate Board Fireproofing
[7 empty] | 21-81 41 46 21 21 Clean Equipment | 23-20 50 11 11 14 Slag FiberBoard Fireproofing
[7 empty] | 21-81 41 46 21 22 Heat Treat Equipment | 23-20 50 11 14 Blanket Fireproofing
[7 empty] | 21-81 41 46 21 23 Sanitize/Sterilize Equipment | 23-20 50 11 14 11 Smoke Containment Barriers
[7 empty] | 21-81 41 46 21 24 Neutralize Equipment | 23-20 50 11 17 Fireproofing Coatings
[7 empty] | 21-81 41 46 21 25 Electrostatic Equipment | 23-20 50 11 17 11 Cement Aggregate Fireproofing
[7 empty] | 21-81 41 46 21 26 Texturize Equipment | 23-20 50 11 17 14 Cementitious Fireproofing
[7 empty] | 21-81 41 46 21 27 Vulcanize Equipment | 23-20 50 11 17 17 Foamed Magnesium Oxychloride Fireproofing
[7 empty] | 21-81 41 46 21 28 Passivate Equipment | 23-20 50 11 17 21 Intumescent Mastic Fireproofing
[7 empty] | 21-81 41 46 21 29 Anneal Equipment | 23-20 50 11 17 24 Magnesium Cement Fireproofing
[7 empty] | 21-81 41 46 21 31 Pickle Equipment | 23-20 50 11 17 27 Mineral Fiber Cementitious Fireproofing
[7 empty] | 21-81 41 46 21 32 Cure Equipment | 23-20 50 11 17 31 Miner Fiber Fireproofing
[7 empty] | 21-81 41 46 21 33 Temper Equipment | 23-20 50 14 Firestopping
[7 empty] | 21-81 41 46 41 00 Coat/Plate Equipment | 23-20 50 14 11 Penetrations Firestopping
[7 empty] | 21-81 41 46 51 00 Dimensional Equipment | 23-20 50 14 11 11 Annular Space Protection
[7 empty] | 21-81 41 46 51 51 Stretch Equipment | 23-20 50 14 11 14 Fire Resistant Joint Sealants
[7 empty] | 21-81 41 46 51 52 Tent Equipment | 23-20 50 14 11 17 Firestopping Foams
[7 empty] | 21-81 41 46 51 53 Roll Equipment | 23-20 50 14 11 17 11 Intumescent Firestopping Foams
[7 empty] | 21-81 41 46 51 54 Calendar Equipment | 23-20 50 14 11 17 14 Silicone Firestopping Foams
[7 empty] | 21-81 41 46 61 00 Dry Process Equipment | 23-20 50 14 11 21 Firestopping Mortars
[7 empty] | 21-81 41 46 71 00 Finish and Trim Equipment | 23-20 50 14 11 24 Firestopping Pillows
[7 empty] | 21-81 41 46 71 71 Wind/unwind Equipment | 23-20 50 14 11 27 Thermal Barriers for Plastics
[7 empty] | 21-81 41 46 71 72 Slit Equipment | 23-20 50 14 14 Fire-Safing
[7 empty] | 21-81 41 46 71 73 Chop Equipment | 23-20 50 14 14 11 Fibrous Blankets
[7 empty] | 21-81 41 46 71 74 Cut Equipment | 23-20 50 14 14 14 Fire-Safing Sealants
[7 empty] | 21-81 41 46 71 75 Perforate Equipment | 23-20 50 14 14 17 Fire-Safing Clip Anchors
[7 empty] | 21-81 41 46 71 76 Spool Equipment | 23-20 50 17 Dampproofings
[7 empty] | 21-81 51 00 00 00 Fluid Treatment Equipment | 23-20 50 17 11 Dampproofing Membranes
[7 empty] | 21-81 51 51 00 00 Potable Water Treatment Equipment | 23-20 50 17 14 Dampproofing Coatings
[7 empty] | 21-81 51 51 11 00 Potable Water Treatment Equipment | 23-20 50 17 14 11 Bituminous Dampproofing Coatings
[7 empty] | 21-81 51 51 16 00 Potable Water Pump Equipment | 23-20 50 17 14 14 Cementitious Dampproofing Coatings
[7 empty] | 21-81 51 51 21 00 Potable Water Mixer and Flocculator Equipment | 23-20 50 21 Waterproofing
[7 empty] | 21-81 51 51 26 00 Potable Water Clarifying Equipment | 23-20 50 21 11 Built-Up Bituminous Waterproofing
[7 empty] | 21-81 51 51 31 00 Potable Water Filtering Equipment | 23-20 50 21 14 Sheet Waterproofing
[7 empty] | 21-81 51 51 36 00 Potable Water Aeration Equipment | 23-20 50 21 14 11 Bituminous Sheet Waterproofing
[7 empty] | 21-81 51 51 41 00 Potable Water Chemical Feed Equipment | 23-20 50 21 14 14 Elastomeric Sheet Waterproofing
[7 empty] | 21-81 51 51 46 00 Water Softening Equipment | 23-20 50 21 14 17 Modified Bituminous Sheet Waterproofing
[7 empty] | 21-81 51 51 51 00 Potable Water Disinfectant Feed Equipment | 23-20 50 21 14 21 Thermoplastic Sheet Waterproofing
[7 empty] | 21-81 51 51 56 00 Potable Water Fluoridation Equipment | 23-20 50 21 17 Fluid-Applied Waterproofing
[7 empty] | 21-81 51 51 61 00 Potable Water Taste and Odor Equipment | 23-20 50 21 17 11 Hot-Applied Rubberized Asphalt
[7 empty] | 21-81 51 52 00 00 Wastewater Treatment Equipment | 23-20 50 21 21 Sheet Metal Waterproofing
[7 empty] | 21-81 51 52 11 00 Wastewater Pump Station Equipment | 23-20 50 21 24 Cementitious and Reactive Waterproofing
[7 empty] | 21-81 51 52 16 00 Wastewater Sewer Piping Equipment | 23-20 50 21 24 11 Acrylic Modified Cement Waterproofing
[7 empty] | 21-81 51 52 21 00 Wastewater Tank Equipment | 23-20 50 21 24 14 Crystalline Waterproofing
[7 empty] | 21-81 51 52 26 00 Wastewater Screening Equipment | 23-20 50 21 24 17 Metal Oxide Waterproofing
[7 empty] | 21-81 51 52 31 00 Wastewater Chemical Addition Equipment | 23-20 50 21 27 Bentonite Waterproofing
[7 empty] | 21-81 51 52 36 00 Wastewater Comminutors Equipment | 23-20 50 21 27 11 Bentonite Panel Waterproofing
[7 empty] | 21-81 51 52 41 00 Wastewater Aeration and Flocculation Equipment | 23-20 50 21 27 14 Bentonite Sheet Waterproofing
[7 empty] | 21-81 51 52 46 00 Wastewater Flow Equalization Equipment | 23-20 50 21 31 Waterproof Traffic Coatings
[7 empty] | 21-81 51 52 51 00 Wastewater Flow Splinter Unit Equipment | 23-20 50 21 31 11 Pedestrian Waterproof Traffic Coatings
[7 empty] | 21-81 51 52 56 00 Wastewater Disinfection Equipment | 23-20 50 21 31 14 Vehicular Waterproof Traffic Coatings
[7 empty] | 21-81 51 52 61 00 Wastewater Sludge Removal Equipment | 23-20 50 24 Thermal Insulation
[7 empty] | 21-81 51 53 00 00 Storm Water Treatment Equipment | 23-20 50 24 11 Slab and Board Thermal Insulation
[7 empty] | 21-81 51 53 11 00 Storm Water Swale Equipment | 23-20 50 24 11 11 Polystyrene Slab and Board Thermal Insulation
[7 empty] | 21-81 51 53 16 00 Storm Water Inlet Equipment | 23-20 50 24 11 11 11 Expanded Polystyrene Slab and Board Thermal Insulation
[7 empty] | 21-81 51 53 21 00 Storm Water Culvert Equipment | 23-20 50 24 11 11 14 Extruded Polystyrene Slab and Board Thermal Insulation
[7 empty] | 21-81 51 53 26 00 Storm Water Headwall Equipment | 23-20 50 24 11 14 Urethane Slab and Board Thermal Insulation
[7 empty] | 21-81 51 53 31 00 Storm Water Outlet Protection Equipment | 23-20 50 24 11 17 Perlite Slab and Board Thermal Insulation
[7 empty] | 21-81 51 53 36 00 Storm Water Infiltration Equipment | 23-20 50 24 11 21 Fiberglass Slab and Board Thermal Insulation
[7 empty] | 21-81 51 53 41 00 Above-Ground Storm Water Storage Equipment | 23-20 50 24 14 Blanket Thermal Insulation
[7 empty] | 21-81 51 53 46 00 Underground Storm Water Storage Equipment | 23-20 50 24 14 11 Fiberglass Blanket Thermal Insulation
[7 empty] | 21-81 51 54 00 00 Fluid Waste Treatment Equipment | 23-20 50 24 14 14 Rock Wool Blanket Thermal Insulation
[7 empty] | 21-81 51 54 11 00 Fluid Treatment Equipment | 23-20 50 24 17 Thermal Insulation Coatings
[7 empty] | 21-81 51 54 14 00 Filter Underdrains and Media Equipment | 23-20 50 24 17 11 Sprayed Thermal Insulation Coatings
[7 empty] | 21-81 51 54 17 00 Fluid Waste Digester Covers and Appurtenances | 23-20 50 24 17 11 11 Sprayed Cellulose Thermal Insulation Coatings
[7 empty] | 21-81 51 54 21 00 Fluid Waste Oxygenation Equipment | 23-20 50 24 21 Loose Fill Thermal Insulation
[7 empty] | 21-81 51 54 24 00 Sludge Conditioning Equipment | 23-20 50 24 21 11 Granular Fill Thermal Insulation
[7 empty] | 21-81 51 54 27 00 Fluid Waste Treatment Equipment | 23-20 50 27 Sound Isolation Insulation
[7 empty] | 21-81 51 54 31 00 Fluid Waste Pump Equipment | 23-20 50 27 11 Slab and Board Sound Isolation Insulation
[7 empty] | 21-81 51 54 34 00 Grit Collection Equipment | 23-20 50 27 14 Fiberglass Slab and Board Sound Isolation Insulation
[7 empty] | 21-81 51 54 37 00 Fluid Waste Screen and Grind Equipment | 23-20 50 27 17 Blanket Sound Isolation Insulation
[7 empty] | 21-81 51 54 41 00 Sedimentation Tank Equipment | 23-20 50 27 17 11 Fiberglass Blanket Sound Isolation Insulation
[7 empty] | 21-81 51 54 44 00 Fluid Waste Scum Removal Equipment | 23-20 50 27 17 14 Rock Wool Blanket Sound Isolation Insulation
[7 empty] | 21-81 51 54 47 00 Fluid Waste Chemical Equipment | 23-20 50 27 21 Sound Isolation Coatings
[7 empty] | 21-81 51 54 51 00 Sludge Handling and Treatment Equipment | 23-20 50 27 24 Sound Isolation Loose Fills
[7 empty] | 21-81 51 54 54 00 Filter Press Equipment | 23-20 50 27 24 11 Granular Sound Isolation Loose Fills
[7 empty] | 21-81 51 54 57 00 Trickling Filter Equipment | 23-20 50 31 Protective Products
[7 empty] | 21-81 51 54 61 00 Fluid Waste Compressor Equipment | 23-20 50 31 11 Products for Prevention of Biological Damage
[7 empty] | 21-81 51 54 64 00 Fluid Waste Aeration Equipment | 23-20 50 31 11 11 Coatings for Prevention of Biological Damage
[7 empty] | 21-81 51 54 67 00 Sludge Digestion Equipment | 23-20 50 31 14 Products for Prevention of Chemical Damage
[7 empty] | 21-81 51 54 71 00 Digester Mixing Equipment | 23-20 50 31 14 11 Tiles and Slabs for Prevention of Chemical Damage
[7 empty] | 21-81 61 00 00 00 Measurement and Control Equipment | 23-20 50 31 14 14 Sheets for Prevention of Chemical Damage
[7 empty] | 21-81 61 61 00 00 Structural Measurement and Control Equipment | 23-20 50 31 14 17 Coatings for Prevention of Chemical Damage
[7 empty] | 21-81 61 61 11 00 Movement Measurement and Control Equipment | 23-20 50 31 17 Products for Prevention of Abrasive Wear
[7 empty] | 21-81 61 61 21 00 Seismic Measurement and Control Equipment | 23-20 90 00 Maintenance Products and Chemicals for Construction
[7 empty] | 21-81 61 62 00 00 Facility Services Measurement and Control Equipment | 23-20 90 11 Cleaning and Maintenance Products
[7 empty] | 21-81 61 62 11 00 Water and Drainage Measurement and Control Equipment | 23-20 90 11 11 Cleaning Products
[7 empty] | 21-81 61 62 21 00 HVAC Measurement and Control Equipment | 23-20 90 11 14 Maintenance Products
[7 empty] | 21-81 61 62 31 00 Electrical Measurement and Control Equipment | 23-20 90 11 17 Combined Cleaning and Protection Products
[7 empty] | 21-81 61 62 41 00 Lighting Measurement and Control Equipment | 23-20 90 14 Repair Products
[7 empty] | 21-81 61 62 51 00 Communications Measurement and Control Equipment | 23-20 90 14 11 Concrete Restoration and Cleaning Products
[7 empty] | 21-81 61 63 00 00 Transportation Measurement and Control Equipment | 23-20 90 14 11 11 Concrete Cleaning Products
[7 empty] | 21-81 61 63 11 00 Conveying Monitoring and Control Equipment | 23-20 90 14 11 14 Concrete Resurfacing Products
[7 empty] | 21-81 61 63 31 00 Railway Monitoring and Control Equipment | 23-20 90 14 11 17 Concrete Rehabilitation Products
[7 empty] | 21-81 61 63 31 00 Aircraft Monitoring and Control Equipment | 23-20 90 14 14 Masonry Restoration and Cleaning Products
[7 empty] | 21-81 61 63 41 00 Spacecraft Monitoring and Control Equipment | 23-20 90 14 14 11 Unit Masonry Restoration Products
[7 empty] | 21-81 61 63 51 00 Satellite Monitoring and Control Equipment | 23-20 90 14 14 14 Stone Restoration products
[7 empty] | 21-81 61 64 00 00 Infrastructure Measurement and Control Equipment | 23-20 90 14 14 17 Unit Masonry Cleaning Products
[7 empty] | 21-81 61 64 11 00 Utilities Monitoring and Control Equipment | 23-20 90 14 14 21 Stone Cleaning products
[7 empty] | 21-81 61 64 41 00 Traffic Monitoring and Control Equipment | 23-20 90 14 17 Metal Restoration and Cleaning Products
[7 empty] | 21-81 61 64 31 00 Marine Monitoring and Control Equipment | 23-20 90 14 21 Wood and Plastic Restoration and Cleaning Products
[7 empty] | 21-81 61 65 00 00 Process Measurement and Control Equipment | 23-20 90 14 21 11 Wood Restoration and Cleaning Products
[7 empty] | 21-81 61 65 11 00 Chemical Process Monitoring and Control Equipment | 23-20 90 14 21 14 Plastic Restoration and Cleaning Products
[7 empty] | 21-81 61 65 16 00 Biological Process Monitoring and Control Equipment | 23-20 90 17 Chemicals for Construction
[7 empty] | 21-81 61 65 21 00 Metallurgical Process Monitoring and Control Equipment | 23-20 90 17 11 Solvents
[7 empty] | 21-81 61 65 26 00 Thermal and Combustion Processes Monitoring and Control Equipment | 23-20 90 17 14 Acids
[7 empty] | 21-81 61 65 31 00 Power and Motive Processes Monitoring and Control Equipment | 23-20 90 17 17 Alkalis
[7 empty] | 21-81 61 65 36 00 Gas Processing and Treatment Monitoring and Control Equipment | 23-20 90 17 21 Salts
[7 empty] | 21-81 61 65 41 00 Fume Processing and Treatment Monitoring and Control Equipment | 23-20 90 17 99 Other Construction Chemicals
[7 empty] | 21-81 61 65 46 00 Particulate Processing and Treatment Monitoring and Control Equipment | 23-25 00 00 Structural and Space Division Products
[7 empty] | 21-81 61 65 51 00 Physical Processes Monitoring and Control Equipment | 23-25 05 00 Foundations
[7 empty] | 21-81 61 65 56 00 Web Processes Monitoring and Control Equipment | 23-25 05 11 Foundation Piles
[7 empty] | 21-81 61 65 61 00 Manufacturing and Assembly Monitoring and Control Equipment | 23-25 05 11 11 Foundation Pile Components
[7 empty] | 21-81 61 65 66 00 Material Inspection Monitoring and Control Equipment | 23-25 05 11 11 11 Pile Casings (Linings)
[7 empty] | 21-81 61 65 71 00 Material Handling Monitoring and Control Equipment | 23-25 05 11 11 14 Cores and Mandrels
[7 empty] | 21-81 61 65 76 00 Material Storage Monitoring and Control Equipment | 23-25 05 11 11 17 Pile Extension Pieces
[7 empty] | 21-81 61 65 81 00 Fluid Treatment Monitoring and Control Equipment | 23-25 05 11 11 21 Pile Shoes
[7 empty] | 21-81 61 66 00 00 Integrated Measurement and Control Equipment | 23-25 05 11 11 24 Pile Splices
[7 empty] | 21-81 61 66 11 00 Measurement and Control Instruments | 23-25 05 11 11 27 Pile Caps
[7 empty] | 21-81 61 66 21 00 Recording Instruments | 23-25 05 11 14 Driven Piles
[7 empty] | 21-81 61 66 31 00 Facility Monitoring and Control Equipment | 23-25 05 11 14 11 Composite Driven Piles
[7 empty] | 21-81 61 66 41 00 Infrastructure Monitoring and Control Equipment | 23-25 05 11 14 14 Concrete-Filled Steel Driven Piles
[7 empty] | 21-81 71 00 00 00 Manufacturing and Assembly Equipment | 23-25 05 11 14 17 Precast Concrete Driven Piles
[7 empty] | 21-81 71 71 00 00 Machining Equipment | 23-25 05 11 14 21 Rolled Steel Section Driven Piles
[7 empty] | 21-81 71 71 11 00 Lathe Equipment | 23-25 05 11 14 24 Unfilled Tubular Steel Driven Piles
[7 empty] | 21-81 71 71 21 00 Planing or Shaving Equipment | 23-25 05 11 14 27 Wood Driven Piles
[7 empty] | 21-81 71 71 31 00 Drilling Equipment | 23-25 05 11 14 31 Sheet Driven Piles
[7 empty] | 21-81 71 71 41 00 Sawing or Cutting Equipment | 23-25 05 11 17 Screw Piles
[7 empty] | 21-81 71 71 51 00 Grinding Equipment | 23-25 05 14 Caissons, Foundation Casings
[7 empty] | 21-81 71 71 61 00 Milling Equipment | 23-25 05 14 11 Well Foundation Casings
[7 empty] | 21-81 71 71 71 00 Machining Center Equipment | 23-25 05 14 14 Caissons
[7 empty] | 21-81 71 72 00 00 Forming Equipment | 23-25 05 17 Shallow Foundations
[7 empty] | 21-81 71 72 11 00 Pressing Equipment | 23-25 05 17 11 Column Bases
[7 empty] | 21-81 71 72 21 00 Molding Equipment | 23-25 05 17 14 Grade Beams
[7 empty] | 21-81 71 72 31 00 Injection Equipment | 23-25 05 17 17 Strip Foundation Blocks
[7 empty] | 21-81 71 72 41 00 Crystallizing Equipment | 23-25 05 21 Special Foundations
[7 empty] | 21-81 71 72 99 00 Other Forming Equipment | 23-25 05 21 11 Controlled Modulus Columns
[7 empty] | 21-81 71 73 00 00 Fabrication Equipment | 23-25 05 21 14 Other Special Foundations
[7 empty] | 21-81 71 73 11 00 Welding Equipment | 23-25 10 00 Structural Concrete Products
[7 empty] | 21-81 71 73 16 00 Joining Equipment | 23-25 10 11 Structural Concrete
[7 empty] | 21-81 71 73 21 00 Fusing Equipment | 23-25 10 14 Ready Mixed Concrete
[7 empty] | 21-81 71 73 26 00 Adhering Equipment | 23-25 10 17 Permanent Formwork
[7 empty] | 21-81 71 73 31 00 Stitching Equipment | 23-25 10 17 11 Structural Permanent Formwork
[7 empty] | 21-81 71 73 36 00 Composite Fabrication Equipment | 23-25 10 17 11 11 Permanent Steel Forms
[7 empty] | 21-81 71 73 41 00 Laminating Equipment | 23-25 10 17 11 14 Prefabricated Stair Forms
[7 empty] | 21-81 71 73 46 00 Etching Equipment | 23-25 10 21 Non-Structural Permanent Formwork
[7 empty] | 21-81 71 73 51 00 Photo-Fabricating Equipment | 23-25 10 24 Concrete Forms
[7 empty] | 21-81 71 74 00 00 Assembly Equipment | 23-25 10 27 Reinforcement and Prestressing Components
[7 empty] | 21-81 71 74 11 00 Manual Assembly Equipment | 23-25 10 27 11 Reinforcement Components
[7 empty] | 21-81 71 74 21 00 Automated Assembly Equipment | 23-25 10 27 11 11 Reinforcing Steel
[7 empty] | 21-81 71 75 00 00 Treatment Equipment | 23-25 10 27 11 14 Reinforcement Steel Mesh
[7 empty] | 21-81 71 75 11 00 Cleaning Equipment | 23-25 10 27 11 14 11 Welded Wire Fabric
[7 empty] | 21-81 71 75 56 00 Heat Treating Equipment | 23-25 10 27 11 17 Fibrous Reinforcing
[7 empty] | 21-81 71 75 21 00 Sanitizing/Sterilizing Equipment | 23-25 10 27 11 17 11 Steel Fibrous Reinforcing
[7 empty] | 21-81 71 75 26 00 Neutralizing Equipment | 23-25 10 27 11 17 14 Synthetic Fibrous Reinforcing
[7 empty] | 21-81 71 75 31 00 Electrostatic Equipment | 23-25 10 27 11 21 Reinforcement Couplers
[7 empty] | 21-81 71 75 36 00 Texturing Equipment | 23-25 10 27 11 24 Reinforcement Spacers
[7 empty] | 21-81 71 75 41 00 Vulcanizing Equipment | 23-25 10 27 11 27 Reinforcement Accessories
[7 empty] | 21-81 71 75 46 00 Passivating Equipment | 23-25 10 27 14 Prestressing Components
[7 empty] | 21-81 71 75 51 00 Annealing Equipment | 23-25 10 27 14 11 Stressing Tendons
[7 empty] | 21-81 71 75 56 00 Pickling Equipment | 23-25 10 27 14 11 11 Steel Stressing Tendons
[7 empty] | 21-81 71 76 00 00 Coating and Plating Equipment | 23-25 10 27 14 11 11 11 Steel Strand Stressing Tendons
[7 empty] | 21-81 71 76 11 00 Galvanizing Equipment | 23-25 10 27 14 11 11 14 Steel Wire Stressing Tendons
[7 empty] | 21-81 71 76 21 00 Copper Plating Equipment | 23-25 10 27 14 11 11 17 Steel Bar Stressing Tendons
[7 empty] | 21-81 71 76 31 00 Chrome Plating Equipment | 23-25 10 27 14 11 14 Glass Fiber
[7 empty] | 21-81 71 76 41 00 Terne Coating Equipment | 23-25 10 27 14 14 Steel Bars
[7 empty] | 21-81 71 77 00 00 Packaging Equipment | 23-25 10 27 14 17 Glass Fiber Tendons
[7 empty] | 21-81 71 77 11 00 Capping Equipment | 23-25 10 27 14 21 Prestressing Couplers
[7 empty] | 21-81 71 77 16 00 Box Making Equipment | 23-25 10 27 14 24 Tendon Sheathing
[7 empty] | 21-81 71 77 21 00 Folding/Pressing/Creasing Equipment | 23-25 10 27 14 24 11 Tendon Sheathing Ducts
[7 empty] | 21-81 71 77 26 00 Package Filling Equipment | 23-25 10 27 14 27 Prestressing Anchorages
[7 empty] | 21-81 71 77 31 00 Laminating Equipment | 23-25 10 27 17 Post-Tensioning Products
[7 empty] | 21-81 71 77 36 00 Sealing Equipment | 23-25 10 27 21 Complete Reinforcement Cages
[7 empty] | 21-81 71 77 41 00 Sewing Equipment | 23-25 10 27 24 Cast-In Jointing
[7 empty] | 21-81 71 77 46 00 Wrapping Equipment | 23-25 10 27 24 11 Expansion and Contraction Joints
[7 empty] | 21-81 71 77 51 00 Bundling Equipment | 23-25 10 27 24 14 Waterstops
[7 empty] | 21-81 71 77 56 00 Labeling Equipment | 23-25 20 00 Envelope Enclosure Products
[7 empty] | 21-81 71 77 61 00 Printing/Stamping Equipment | 23-25 20 11 Infill Façades
[7 empty] | 21-81 81 00 00 00 Material Inspection, Handling and Storage Equipment | 23-25 20 11 11 Exterior Wall Assemblies
[7 empty] | 21-81 81 81 00 00 Storage Equipment | 23-25 20 14 Glazed Façade and Roof Structures
[7 empty] | 21-81 81 81 11 00 Storage Bin | 23-25 20 14 11 Curtain Walls
[7 empty] | 21-81 81 81 21 00 Storage Silo | 23-25 20 14 11 11 Curtain Wall Components
[7 empty] | 21-81 81 81 31 00 Storage Hopper | 23-25 20 14 11 11 11 Curtain Wall Frames
[7 empty] | 21-81 81 81 41 00 Storage Tank | 23-25 20 14 11 11 14 Curtain Wall Sections
[7 empty] | 21-81 81 81 51 00 Storage Stack | 23-25 20 14 11 11 17 Infill Panels
[7 empty] | 21-81 81 81 61 00 Storage Palette | 23-25 20 14 11 14 Metal-Framed Curtain Wall
[7 empty] | 21-81 81 81 71 00 Storage Rack | 23-25 20 14 11 17 Translucent Wall Assemblies
[7 empty] | 21-81 81 82 00 00 Measuring Equipment | 23-25 20 14 14 Structural Glazing
[7 empty] | 21-81 81 82 11 00 Metering Equipment | 23-25 20 14 14 11 Structural Glass Curtain Walls
[7 empty] | 21-81 81 82 21 00 Weighing Equipment | 23-25 20 14 17 Suspended Glazing
[7 empty] | 21-81 81 83 00 00 Handling Equipment | 23-25 20 14 21 Patent Glazing
[7 empty] | 21-81 81 83 11 00 Up-Ending Equipment | 23-25 20 14 24 Screen and Storm Doors
[7 empty] | 21-81 81 83 21 00 Load / Unload Equipment | 23-25 20 14 24 11 Metal Screen and Storm Doors
[7 empty] | 21-81 81 83 31 00 Lifting Equipment | 23-25 20 14 24 14 Wood and Plastic Screen and Storm Doors
[7 empty] | 21-81 81 83 41 00 Shelving Equipment | 23-25 20 14 27 Glazed Roof Structures
[7 empty] | 21-81 81 83 51 00 Retrieving Equipment | 23-25 20 14 27 11 Sections for Glazed Roofs
[7 empty] | 21-81 81 83 61 00 Dispensing Equipment | 23-25 20 14 27 14 Sloped Glazing Assemblies
[7 empty] | 21-81 81 83 71 00 Transferring or Conveying Equipment | 23-25 20 14 27 17 Translucent Roof Assemblies
23-25 30 00 Structural Framing Products
23-25 30 11 Structural Frames
23-25 30 11 11 Beam-Column Frames
23-25 30 11 14 Column-Slab Frames
23-25 30 11 14 11 Columns
23-25 30 11 14 14 Beams
23-25 30 11 17 Portal Frames
23-25 30 11 21 Structural Racking
23-25 30 11 24 Structural Bearings
23-25 30 11 24 11 Roller Bearings
23-25 30 11 24 14 Slide Bearings
23-25 30 11 24 17 Rocker Bearings
23-25 30 11 24 21 Fixed Bearings
23-25 30 11 27 Vibration and Earthquake Controls
23-25 30 14 Space Frames
23-25 30 14 11 Booms, Braces
23-25 30 14 14 Couplers
23-25 30 14 17 Complete Space Frames
23-25 30 17 Geodesic Structures
23-25 30 21 Rafters, Beams, and Joists
23-25 30 21 11 Rafters, Trussed
23-25 30 21 14 Trussed Beams and Joists
23-25 30 21 14 11 Metal Joists
23-25 30 21 14 14 Composite Joist Assemblies
23-25 30 21 14 17 Metal-Web Wood Joists
23-25 30 21 14 21 Wood Trusses
23-25 30 21 14 21 Metal Trusses
23-25 30 21 17 Web Beams and Joists
23-25 30 21 17 11 Wood I Joists
23-25 30 24 Structural Walls
23-25 30 24 11 Concrete Structural Walls
23-25 30 24 14 Masonry Structural Walls
23-25 30 24 17 Wood Framed Structural Walls
23-25 30 24 21 Metal Framed Structural Walls
23-25 30 24 24 Structural Panels
23-25 30 24 24 11 Cementitious Reinforced Structural Panels
23-25 30 24 24 14 Stressed Skin Structural Panels
23-25 30 24 24 17 Structural Insulated Panels
23-25 30 24 99 Other Structural Walls
23-25 30 27 Structural Floors and Flat Roofs
23-25 30 27 11 Structural Floor Decks
23-25 30 27 11 11 Concrete Structural Floor Decks
23-25 30 27 11 14 Metal Structural Floor Decks
23-25 30 27 11 14 11 Raceway Deck Systems
23-25 30 27 11 14 14 Acoustical Metal Floor Deck
23-25 30 27 11 17 Wood Floor Decking
23-25 30 27 14 Structural Roof Decks
23-25 30 27 14 11 Concrete Structural Roof Decks
23-25 30 27 14 14 Metal Structural Roof Decks
23-25 30 27 14 14 11 Acoustical Metal Roof Deck
23-25 30 27 14 17 Wood Roof Decking
23-25 30 27 17 Structural Grating Floors
23-25 30 27 21 Balconies and Overhang Units
23-25 30 27 21 11 Balcony Components
23-25 30 27 21 11 11 Balcony Holders and Mechanical Fasteners
23-25 30 27 21 14 Concrete Balconies and Overhang Units
23-25 30 27 21 17 Metal Balconies and Overhang Units
23-25 30 27 21 21 Wood Balconies and Overhang Units
23-25 30 31 Structural Profiled Roofs
23-25 30 31 11 Prefabricated Shell Roofs
23-25 40 00 Space Division Products
23-25 40 11 Fixed Partitions
23-25 40 11 11 Gypsum Board Fixed Partitions
23-25 40 11 11 11 Metal-Framed Gypsum Board Fixed Partitions
23-25 40 11 11 14 Wood-Framed Gypsum Board Fixed Partitions
23-25 40 11 14 Plaster Fixed Partitions
23-25 40 11 14 11 Gypsum Plaster Fixed Partitions
23-25 40 11 14 14 Portland Cement Plaster Fixed Partitions
23-25 40 11 14 17 Metal-Framed Plaster Fixed Partitions
23-25 40 11 14 21 Wood-Framed Plaster Fixed Partitions
23-25 40 11 17 Masonry Fixed Partitions
23-25 40 14 Demountable Partitions
23-25 40 14 11 General Demountable Partitions
23-25 40 14 11 11 Demountable Partitions Component
23-25 40 14 11 11 11 Partition Frames
23-25 40 14 11 11 14 Partition Infill Panels
23-25 40 14 11 11 17 Mechanical Fasteners for Partitions
23-25 40 14 11 11 21 Joint Fillers and Tapes
23-25 40 14 11 14 Gypsum Board Demountable Partitions
23-25 40 14 11 17 Metal Demountable Partitions
23-25 40 14 11 21 Wood Demountable Partitions
23-25 40 14 14 Sanitary Partitions and Cubicles
23-25 40 14 14 11 Toilet Compartments and Urinal Screens
23-25 40 14 14 11 11 Metal Toilet Compartments and Urinal Screens
23-25 40 14 14 11 14 Plastic Laminate Toilet Compartments and Urinal Screens
23-25 40 14 14 11 17 Plastic Toilet Compartments and Urinal Screens
23-25 40 14 14 11 21 Particleboard Toilet Compartments and Urinal Screens
23-25 40 14 14 11 24 Stone Toilet Compartments and Urinal Screens
23-25 40 14 14 14 Shower and Dressing Compartments
23-25 40 14 14 14 11 Metal Shower and Dressing Compartments
23-25 40 14 14 14 14 Plastic Laminate Shower and Dressing Compartments
23-25 40 14 14 14 17 Plastic Shower and Dressing Compartments
23-25 40 14 14 14 21 Particleboard Shower and Dressing Compartments
23-25 40 14 14 14 24 Stone Shower and Dressing Compartments
23-25 40 14 14 17 Cubicles
23-25 40 14 14 17 11 Cubicle Curtains
23-25 40 14 14 17 14 Cubicle Track and Hardware
23-25 40 14 17 Storage Wall Partitions and Compartments
23-25 40 14 17 11 Wire Mesh Partitions
23-25 40 14 21 Modular Corridor Linings
23-25 40 14 24 Combined Partitions and Ceilings
23-25 40 17 Operable Partitions
23-25 40 17 11 Horizontally Sliding Partitions
23-25 40 17 14 Folding Panel Partitions
23-25 40 17 17 Accordion Folding Partitions
23-25 40 17 21 Coiling Partitions
23-25 40 17 24 Vertically Sliding Room Dividers
23-25 40 21 Fences
23-25 40 21 11 Fence Components
23-25 40 21 11 11 Fence Posts
23-25 40 21 11 14 Fencing Fabric
23-25 40 21 11 17 Fence Accessories
23-25 40 21 14 Fences by Material
23-25 40 21 14 11 Wood Fences
23-25 40 21 14 14 Metal Fences
23-25 40 21 14 17 Plastic Fences
23-25 40 21 14 21 Composite Fences
23-25 40 21 17 Fences by Type
23-25 40 21 17 11 Chain Link Fences
23-25 40 21 17 14 Wire Fences
23-25 40 21 17 17 Ornamental Fences
23-25 40 21 17 21 Post and Rail Fences
23-25 40 21 17 24 Panel Fences
23-25 40 21 21 Gates
23-25 40 21 21 11 Swinging Gates
23-25 40 21 21 14 Sliding Gates
23-25 40 21 24 Turnstiles
23-25 40 21 27 Portable Post and Railing Barriers
23-30 00 00 Openings, Passages, Protection
23-30 10 00 Doors
23-30 10 11 Door Components
23-30 10 11 11 Door Frames
23-30 10 11 14 Door
23-30 10 11 17 Preassembled Door and Frame Units
23-30 10 11 21 Fanlights
23-30 10 11 24 Door Sections
23-30 10 11 24 11 Structural Door Sections
23-30 10 11 24 14 Door Cladding Sections
23-30 10 11 27 Door Linings and Boards
23-30 10 11 31 Door Renovation Sets
23-30 10 11 34 Door Accessories
23-30 10 11 34 11 Peep Holes
23-30 10 11 34 14 Buffers and Stops
23-30 10 11 34 17 Mail Openings and Slots
23-30 10 11 34 21 Door Louvers and Lights
23-30 10 14 Passage Doors by Material
23-30 10 14 11 Metal Passage Doors
23-30 10 14 14 Wood Passage Doors
23-30 10 14 17 Plastic Passage Doors
23-30 10 14 21 Composite Passage Doors
23-30 10 14 24 Glazed Passage Doors
23-30 10 14 27 All-Glass Passage Doors
23-30 10 17 Doors and Grills by Method of Operation
23-30 10 17 11 Sliding Doors
23-30 10 17 14 Sliding Grills
23-30 10 17 17 Folding Doors and Grilles
23-30 10 17 17 11 Accordion Folding Doors
23-30 10 17 17 14 Accordion Folding Grilles
23-30 10 17 17 17 Folding Fire Doors
23-30 10 17 17 21 Panel Folding Doors
23-30 10 17 17 24 Bifold Doors
23-30 10 17 21 Revolving Doors
23-30 10 17 24 Balanced Doors
23-30 10 17 27 Coiling Doors
23-30 10 17 27 11 Overhead Coiling
23-30 10 17 27 14 Side Coiling
23-30 10 17 31 Vertical Lift Doors
23-30 10 17 31 11 Multi-Leaf Vertical Lift Doors
23-30 10 17 31 14 Telescoping Vertical Lift Doors
23-30 10 17 34 Telescopic Stacking Doors
23-30 10 17 37 Overhead Doors
23-30 10 17 37 11 Single-Panel Overhead Doors
23-30 10 17 37 14 Sectional Overhead Doors
23-30 10 21 Special Function Doors
23-30 10 21 11 Fire Doors
23-30 10 21 11 11 Rolling Fire Doors
23-30 10 21 11 14 Fire Shutters
23-30 10 21 11 17 Swinging Fire Doors
23-30 10 21 11 21 Temperature Rate of Rise Fire Doors
23-30 10 21 14 Security Doors
23-30 10 21 17 Controlled Environment Doors
23-30 10 21 17 11 Cold Storage Doors
23-30 10 21 17 14 Sound Control Doors
23-30 10 21 17 17 Radiation Protection Doors
23-30 10 21 17 17 11 Electromagnetic Shielding Doors
23-30 10 21 17 17 14 RF Shielding Doors
23-30 10 21 17 17 17 BO Shielding Doors
23-30 10 21 17 17 21 Radio Frequency Protection Doors
23-30 10 21 17 17 24 X-Ray Protection Doors
23-30 10 21 17 17 27 Nuclear Radiation Protection Doors
23-30 10 21 17 17 31 High Energy Magnetic Pulse Protection Doors
23-30 10 21 21 Detention Doors
23-30 10 21 24 Hanger Doors
23-30 10 21 27 Lightproof Doors
23-30 10 21 27 11 Revolving Darkroom Door
23-30 10 21 31 Traffic Doors
23-30 10 21 31 11 Flexible Traffic Doors
23-30 10 21 31 14 Flexible Strip Doors
23-30 10 21 31 17 Rigid Panel Traffic Doors
23-30 10 21 31 21 Rapid Opening Doors
23-30 10 21 34 Industrial Doors
23-30 10 21 37 Pressure-Resistant Doors
23-30 10 21 37 11 Airtight Doors
23-30 10 21 37 14 Blast-Resistant Doors
23-30 10 21 37 17 Watertight Doors
23-30 10 24 Other Doors
23-30 10 24 11 Storm Doors
23-30 10 24 14 Screen Doors
23-30 10 24 17 Other Special Purpose Doors
23-30 10 27 Access Doors and Panels
23-30 10 27 11 Trap Doors
23-30 10 27 14 Access Panels
23-30 10 27 17 Access Doors
23-30 10 27 21 Floor Hatches
23-30 10 27 24 Roof Hatches
23-30 10 27 27 Security Hatches
23-30 20 00 Windows
23-30 20 11 Window Components
23-30 20 11 11 Window Sections
23-30 20 11 14 Window Linings and Boards
23-30 20 11 17 Window Vents
23-30 20 14 Windows by Material
23-30 20 14 11 Metal Windows
23-30 20 14 14 Wood Windows
23-30 20 14 17 Plastic Windows
23-30 20 14 21 Composite Windows
23-30 20 17 Windows by Method of Opening
23-30 20 17 11 Fixed Windows
23-30 20 17 14 Sliding Windows
23-30 20 17 14 11 Vertical Sliding Windows
23-30 20 17 14 14 Horizontal Sliding Windows
23-30 20 17 17 Hung Windows
23-30 20 17 17 11 Single-Hung Windows
23-30 20 17 17 14 Double-Hung Windows
23-30 20 17 17 17 Triple-Hung Windows
23-30 20 17 21 Swinging Windows
23-30 20 17 21 11 Awning Windows
23-30 20 17 21 14 Casement Windows
23-30 20 17 21 17 Projected Windows
23-30 20 17 21 21 Vertical Pivoted Windows
23-30 20 17 21 24 Jalousie Windows
23-30 20 17 21 27 Jal-Awning Windows
23-30 20 21 Other Windows
23-30 20 21 11 Projecting Windows
23-30 20 21 11 11 Bay Windows
23-30 20 21 11 11 11 Angled Bay Windows
23-30 20 21 11 11 14 Box Bay Windows
23-30 20 21 11 14 Bow Windows
23-30 20 21 11 17 Garden Windows
23-30 20 21 14 Roof Windows
23-30 20 21 17 Pavement Lights
23-30 20 21 17 11 Glass Masonry Units
23-30 20 24 Special Purpose Windows
23-30 20 24 11 Detention Windows
23-30 20 24 14 Pass Windows
23-30 20 24 17 Controlled Environment Windows
23-30 20 24 17 11 Sound Control Windows
23-30 20 24 17 14 Radiation Protection Windows
23-30 20 24 17 14 11 Electromagnetic Shielding Windows
23-30 20 24 17 14 14 RF Shielding Windows
23-30 20 24 17 14 17 BO Shielding Windows
23-30 20 24 17 14 21 Radio Frequency Protection Windows
23-30 20 24 17 14 24 X-Ray Protection Windows
23-30 20 24 17 14 27 Nuclear Radiation Protection Windows
23-30 20 24 17 14 31 High Energy Magnetic Pulse Protection Windows
23-30 20 24 21 Security Windows
23-30 30 00 Skylights
23-30 30 11 Skylight Components
23-30 30 11 11 Skylight Hardware
23-30 30 14 Unit Skylights
23-30 30 14 11 Domed Unit Skylights
23-30 30 14 14 Pyramidal Unit Skylights
23-30 30 14 17 Vaulted Unit Skylights
23-30 30 17 Metal-Framed Skylights
23-30 30 17 11 Domed Metal-Framed Skylights
23-30 30 17 14 Motorized Metal-Framed Skylights
23-30 30 17 17 Pyramidal Metal-Framed Skylights
23-30 30 17 21 Ridge Metal-Framed Skylights
23-30 30 17 24 Vaulted Metal-Framed Skylights
23-30 30 21 Lantern Lights
23-30 30 24 Tubular Skylights
23-30 40 00 Hardware for Openings
23-30 40 11 Hardware for Doors
23-30 40 11 11 Rotation, Pivoting Door Gear
23-30 40 11 14 Sliding Door Gear
23-30 40 11 17 Combined Movement Door Gear
23-30 40 11 21 Door Guiding Hardware
23-30 40 11 24 Door Holding Hardware
23-30 40 11 24 11 Door Hold Open Hardware
23-30 40 11 27 Door Closing Hardware
23-30 40 11 27 11 Door Closers
23-30 40 11 27 11 11 Floor Door Closers
23-30 40 11 27 11 14 Surface Door Closers
23-30 40 11 27 11 17 Concealed Overhead Door Closers
23-30 40 11 31 Door Locking Hardware
23-30 40 11 34 Automatic Door Controls and Operators
23-30 40 11 34 11 Card Key Door Locking Hardware
23-30 40 11 34 14 Electrical Door Locking Control
23-30 40 11 34 17 Electromagnetic Door Holders
23-30 40 14 Hardware for Windows
23-30 40 14 11 Sliding Window Gear
23-30 40 14 11 11 Horizontal Sliding Window Gear
23-30 40 14 11 14 Vertical Sliding Window Gear
23-30 40 14 11 17 Sliding Projecting Window Gear
23-30 40 14 14 Horizontal Pivoting Window Gear
23-30 40 14 17 Window Tilt and Turn Gear
23-30 40 14 21 Louver Gear
23-30 40 14 24 Automatic Window Equipment
23-30 40 14 27 Window Locks
23-30 40 14 31 Window Lifts
23-30 40 14 34 Window Operators
23-30 40 17 Specialties for Openings
23-30 40 17 11 Door Specialties
23-30 40 17 14 Window Specialties
23-30 40 21 Mechanical Fasteners for Openings
23-30 40 24 Hinges and Pivots
23-30 40 24 11 Hinges
23-30 40 24 14 Pivots
23-30 40 27 Locks and Latches
23-30 40 27 11 Mortise
23-30 40 27 14 Cylindrical Latch
23-30 40 27 17 Lock Cylinders
23-30 40 27 21 Deadbolts
23-30 40 31 Handles, Knobs, Levers, and Security Bars
23-30 40 31 11 Security Devices
23-30 40 34 Weatherstripping and Seals
23-30 40 34 11 Door Weatherstripping and Seals
23-30 40 34 14 Thresholds
23-30 40 34 17 Window Weatherstripping and Seals
23-30 40 99 Other Openings Hardware
23-30 40 99 11 Door Stops
23-30 50 00 Glazing
23-30 50 11 Glass Glazing
23-30 50 11 11 Bent Glass
23-30 50 11 14 Chemically-Strengthened Glass
23-30 50 11 17 Coated Glass
23-30 50 11 21 Composite Glass
23-30 50 11 24 Decorative Glass
23-30 50 11 27 Fire-Rated Glass
23-30 50 11 31 Float Glass
23-30 50 11 34 Heat-Strengthened Glass
23-30 50 11 37 Impact Resistant Glass
23-30 50 11 41 Insulating Glass
23-30 50 11 44 Laminated Glass
23-30 50 11 47 Low-Emissivity Glass
23-30 50 11 51 Mirrored Glass
23-30 50 11 54 Rolled Glass
23-30 50 11 57 Spandrel Glass
23-30 50 11 61 Tempered Glass
23-30 50 11 64 Wired Glass
23-30 50 14 Plastic Glazing
23-30 50 14 11 Ballistics-Resistant Plastic Glazing
23-30 50 14 14 Decorative Plastic Glazing
23-30 50 14 17 Insulating Plastic Glazing
23-30 50 14 21 Translucent Plastic Glazing
23-30 50 14 24 Transparent Plastic Glazing
23-30 50 14 27 Mirrored Plastic Glazing
23-30 50 17 Glazing by Special Function
23-30 50 17 11 Security Glazing
23-30 50 17 14 Ballistics-Resistant Glass Glazing
23-30 50 17 17 Pressure-Resistant Glazing
23-30 50 17 21 Hurricane-Resistant Glazing
23-30 50 17 24 Radiation-Resistant Glazing
23-30 50 17 27 Transparent Mirrored Glazing
23-30 50 17 31 Cable Suspended Glazing
23-30 50 21 Glazing Components
23-30 50 21 11 Glazing Frames
23-30 50 21 14 Glazing Sections
23-30 50 21 17 Mechanical Glazing Fasteners
23-30 50 24 Glazing Accessories
23-30 50 24 11 Glazing Beads
23-30 50 24 14 Condensation Channels
23-30 50 24 17 Glazing Sealants and Tapes
23-30 50 24 21 Glazing Gaskets
23-30 50 24 24 Glazing Leading Material
23-30 50 27 Protective Films by Performance
23-30 50 27 11 Solar Control Films
23-30 50 27 14 Safety Films
23-30 50 27 17 Security Films
23-30 50 31 Glazing Sections, Blocks
23-30 50 31 11 U Sections
23-30 50 31 14 Glass Masonry Units
23-30 60 00 Protection of Openings
23-30 60 11 Exterior Protection of Openings
23-30 60 11 11 Projecting Screens
23-30 60 11 11 11 Canopies
23-30 60 11 11 11 11 Solid Canopies
23-30 60 11 11 11 14 Louvered Canopies
23-30 60 11 11 14 Vertical Fins
23-30 60 11 11 14 11 Solid Vertical Fins
23-30 60 11 11 14 14 Louvered Vertical Fins
23-30 60 11 11 17 Awnings
23-30 60 11 11 17 11 Manual Awnings
23-30 60 11 11 17 14 Powered Awnings
23-30 60 11 14 Exterior Shutters
23-30 60 11 14 11 Shutter Components
23-30 60 11 14 11 11 Roller Shutter Gear
23-30 60 11 14 11 14 Roller Shutter Sections
23-30 60 11 14 11 17 Roller Shutter Casings
23-30 60 11 14 14 Sliding Exterior Shutters
23-30 60 11 14 17 Swinging Exterior Shutters
23-30 60 11 14 21 Coiling Exterior Shutters
23-30 60 11 17 Exterior Louvers and Grilles
23-30 60 11 17 11 Fixed Exterior Louvers and Grilles
23-30 60 11 17 14 Roller Exterior Louvers and Grilles
23-30 60 11 17 17 Sliding Exterior Louvers and Grilles
23-30 60 11 21 Storm Panels
23-30 60 11 21 11 Demountable Storm Panels
23-30 60 11 21 14 Movable Storm Panels
23-30 60 14 Interior Window Treatment
23-30 60 14 11 Blinds
23-30 60 14 11 11 Horizontal Blinds
23-30 60 14 11 14 Vertical Blinds
23-30 60 14 11 17 Blinds Components
23-30 60 14 11 17 11 Slats
23-30 60 14 11 17 14 Vanes
23-30 60 14 11 17 17 Blinds Hardware
23-30 60 14 14 Curtains and Drapes
23-30 60 14 17 Interior Shutters
23-30 60 14 21 Shades
23-30 60 14 24 Solar-Control Films
23-30 60 17 Fire and Smoke Shutters and Curtains
23-30 60 17 11 Fire Shutters
23-30 60 17 11 11 Vertical Fire Shutters
23-30 60 17 11 14 Horizontal Fire Shutters
23-30 60 17 14 Smoke Curtains and Shutters
23-30 60 17 17 Water Spray Smoke Curtains
23-30 60 21 Insect Screens
23-30 60 21 11 Complete Insect Screens
23-30 60 21 14 Components
23-30 60 21 14 11 Frames for Insect Screens
23-30 60 21 14 14 Mesh for Insect Screens
23-30 70 00 Circulation and Escape
23-30 70 11 Ramps
23-30 70 14 Walkways
23-30 70 17 Ladders
23-30 70 17 11 Ladder Components
23-30 70 17 11 11 Ladder Hardware
23-30 70 17 11 14 Rungs
23-30 70 17 14 Vertical Ladders
23-30 70 17 17 Ship’s Ladders
23-30 70 21 Stairs
23-30 70 21 11 Stair Components
23-30 70 21 11 11 Stair Treads
23-30 70 21 11 11 11 Stair Nosings
23-30 70 21 11 11 14 Tread Coverings
23-30 70 21 11 14 Stair Railings
23-30 70 21 11 17 Stair Handrails
23-30 70 21 11 21 Stair Barrier Gates
23-30 70 21 14 Spiral Stairs
23-30 70 21 14 11 Metal Spiral Stairs
23-30 70 21 14 14 Wood Spiral Stairs
23-30 70 21 17 Retractable Stairs
23-30 70 24 Fire Escapes
23-30 70 24 11 Escape Ladders, Stairs
23-30 70 24 11 11 Fire Escapes
23-30 70 24 14 Escape Slides
23-30 70 24 17 Slings
23-30 80 00 Circulation Guiding and Protection
23-30 80 11 Guardrails
23-30 80 11 11 Guardrail Components
23-30 80 11 11 11 Infill Panels
23-30 80 11 11 14 Posts, Newel Posts, Pickets
23-30 80 11 11 17 Railing
23-30 80 14 Handrails
23-30 82 11 Rope Handrails
23-30 82 12 Cappings
23-30 82 13 Chain Handrails
23-30 80 17 Impact Protection
23-30 80 17 11 Impact Guard Rails
23-30 80 17 11 11 Bumper Guards
23-30 80 17 14 Corner Guards
23-30 80 17 17 Column Protectors
23-30 80 17 21 Door and Wall Protectors
23-30 80 17 21 11 Impact-Resistant Wall Protection
23-35 00 00 Covering, Cladding, and Finishes
23-35 05 00 Multi-Function Coverings, Claddings, Linings
23-35 05 11 Multi-Function Claddings
23-35 06 10 Roof and Wall Cladding
23-35 06 11 Siding
23-35 06 11 10 Metal Siding
23-35 06 11 20 Composition Siding
23-35 06 11 30 Mineral Fiber Cement Siding
23-35 06 11 40 Plastic Siding
23-35 06 11 50 Wood Siding
23-35 06 20 Multi-Function Linings
23-35 06 21 Roof and Wall Panels
23-35 06 21 10 Metal Roof and Wall Panels
23-35 06 21 20 Plastic Roof and Wall Panels
23-35 06 21 30 Wood Roof and Wall Panels
23-35 06 21 40 Composite Roof and Wall Panels
23-35 06 21 50 Faced Roof and Wall Panels
23-35 06 21 51 Aggregate Coated Panels
23-35 06 21 52 Porcelain Enameled Faced Panels
23-35 06 21 53 Tile Faced Panels
23-35 06 21 60 Fiber-Reinforced Cementitious Panels
23-35 06 21 61 Glass-Fiber-Reinforced Cementitious Panels
23-35 06 21 62 Miner-Fiber-Reinforced Cementitious Panels
23-35 06 22 Ceiling and Wall Panels
23-35 06 22 10 Flexible Wood Sheets
23-35 06 22 20 Acoustical Wall Treatment
23-35 06 23 Plasters
23-35 05 14 Preformed Casings
23-35 05 17 Ancillary Products for Coverings and Claddings
23-35 05 17 11 Supports for Coverings and Claddings
23-35 05 17 14 Mechanical Fasteners for Coverings and Claddings
23-35 05 17 17 Movement and Dividing Joints for Coverings and Claddings
23-35 05 17 21 Joint Coverings, Flashings, Tapes
23-35 05 17 24 Reinforcements for Coverings and Claddings
23-35 05 17 27 Trims, Edgings, Cappings
23-35 05 17 31 Spacers
23-35 05 17 34 Profile Fillers
23-35 05 17 37 Underlays, Linings, Separations
23-35 05 17 41 Beddings, Adhesives for Coverings and Claddings
23-35 05 17 44 Sealants for Coverings and Claddings
23-35 10 00 Wall Coverings, Claddings, Linings
23-35 10 11 Wall Cladding Sections
23-35 10 11 11 Metal Wall Cladding Sections
23-35 10 11 14 Wood Wall Cladding Sections
23-35 10 11 17 Plastics Wall Cladding Sections
23-35 10 11 99 Other Wall Cladding Sections
23-35 10 14 Wall Tiles
23-35 10 14 11 Stone, Natural and Reconstituted Wall Tiles
23-35 10 14 14 Cementitious Wall Tiles
23-35 10 14 17 Clay-Based Wall Tiles
23-35 10 14 21 Metal Wall Tiles
23-35 10 14 24 Vegetable-Based Wall Tiles
23-35 10 14 27 Plastics Wall Tiles
23-35 10 14 31 Other Wall Tiles
23-35 10 17 Wall Cladding Panels
23-35 10 17 11 Stone Facing
23-35 10 17 14 Cementitious Wall Cladding Panels
23-35 10 17 14 11 Precast Concrete Wall Cladding Panels
23-35 10 17 17 Metal Wall Cladding Panels
23-35 10 17 21 Wood-Based Wall Cladding Panels
23-35 10 17 24 Plastic Wall Cladding Panels
23-35 10 17 24 11 Plastic Blocks
23-35 10 17 99 Other Wall Cladding Panels
23-35 10 21 Wall Cladding Sheets
23-35 10 21 11 Fiber-Based Wall Cladding Sheets
23-35 10 21 14 Metal Wall Cladding Sheets
23-35 10 21 17 Plastic Wall Cladding Sheets
23-35 10 24 Wall Coverings
23-35 10 24 11 Wallpaper
23-35 10 24 14 Wall Fabrics
23-35 10 24 17 Plastic Wall Coverings
23-35 10 24 21 Cork Wall Covering
23-35 10 24 24 Vinyl-Coated Fabric Wall Covering
23-35 10 24 27 Vinyl Wall Covering
23-35 10 24 31 Wall Carpet
23-35 10 24 34 Wall Veneers
23-35 10 27 Wall Linings
23-35 10 31 Wall Finish Coatings
23-35 17 10 Renders
23-35 17 20 Acoustical Wall Finishes
23-35 10 34 Wall Specialties and Trim
23-35 10 34 11 Pilasters
23-35 10 34 14 Niches
23-35 10 34 17 Moldings
23-35 10 34 21 Renovating Wall Coverings, Claddings
23-35 10 37 Wall Finish Restoration Products
23-35 20 00 Roof Coverings, Claddings, Linings
23-35 20 11 Roof Shingles and Tiles
23-35 20 11 11 Roof Shingle and Tile Components
23-35 20 11 11 11 Shingles, Shakes
23-35 20 11 11 14 Slate, Tile Vents
23-35 20 11 11 17 Tile and Slate Mechanical Fasteners
23-35 20 11 11 21 Ridges, Rake Edges (Verges ), Edges
23-35 20 11 11 24 Underlayment
23-35 20 11 14 Roof Tiles
23-35 20 11 14 11 Clay
23-35 20 11 14 14 Concrete
23-35 20 11 14 17 Metal
23-35 20 11 14 21 Mineral Fiber Cement
23-35 20 11 14 24 Plastic
23-35 20 11 17 Slates
23-35 20 11 21 Natural Stone Roofing
23-35 20 11 24 Roof Shingles
23-35 20 11 24 11 Asphalt Roof Shingles
23-35 20 11 24 14 Fiberglass Reinforced Roof Shingles
23-35 20 11 24 17 Metal Roof Shingles
23-35 20 11 24 21 Mineral Fiber Cement Roof Shingles
23-35 20 11 24 24 Plastic Roof Shingles
23-35 20 11 24 27 Porcelain Enamel Roof Shingles
23-35 20 11 24 31 Wood Shingles
23-35 20 11 27 Shakes
23-35 20 11 27 11 Wood Shakes
23-35 20 14 Roof Cladding
23-35 20 14 11 Roof Cladding Sheets
23-35 20 14 11 11 Metal Roof Panels
23-35 20 14 11 11 Sheet Metal Roofing
23-35 20 14 14 Roof Battens
23-35 20 17 Roof Coverings
23-35 20 17 11 Thatched Roofing
23-35 20 17 14 Sod Roofing
23-35 20 17 17 Vegetated Covering
23-35 20 21 Roof Membranes
23-35 20 21 11 Single-Layer Roof Membranes
23-35 20 21 11 11 Elastomeric Single-Layer Roof Membranes
23-35 20 21 11 11 11 Chlorinated Polyethylene (CPE) Single-Layer Roof Membranes
23-35 20 21 11 11 14 Chlorosulfonated Polyethylene (CSPE) Single-Layer Roof Membranes
23-35 20 21 11 11 17 Copolymer Alloy (CPA) Single-Layer Roof Membranes
23-35 20 21 11 11 21 Ethylene Propylene Diene Monomer (EPDM) Single-Layer Roof Membranes
23-35 20 21 11 11 24 Nitrile Butadiene Polymer (NBP) Single-Layer Roof Membranes
23-35 20 21 11 11 27 Polyisobutylene (PIB) Single-Layer Roof Membranes
23-35 20 21 11 14 Thermoplastic Single-Layer Roof Membranes
23-35 20 21 11 14 11 Ethylene Interpolymer (EIP) Single-Layer Roof Membranes
23-35 20 21 11 14 14 Polyvinyl chloride (PVC) Single-Layer Roof Membranes
23-35 20 21 11 14 17 Thermoplastic Alloy (TPA) Single-Layer Roof Membranes
23-35 20 21 14 Multi-Layer Roof Membranes
23-35 20 21 14 11 Built-Up Bituminous Roofing
23-35 20 21 14 11 11 Asphalt Roofing
23-35 20 21 14 11 14 Coal-Tar Roofing
23-35 20 21 14 14 Cold-Applied Bituminous Roofing
23-35 20 21 14 14 11 Cold-Applied Mastic Roof Membrane
23-35 20 21 14 14 14 Glass-Fiber-Reinforced Asphalt Emulsion Roofing
23-35 20 21 14 17 Modified Bituminous Roof Membranes (APP, SBS, etc )
23-35 20 21 17 Fluid Applied Roofing
23-35 20 21 21 Coated Foam Roofing
23-35 20 21 24 Roll Roofing
23-35 20 24 Roof Decking
23-35 20 24 11 Cementitious Roof Deck
23-35 20 24 14 Lightweight Concrete Roof Insulation
23-35 20 24 14 11 Composite Concrete and Insulation Roof Deck
23-35 20 24 14 14 Lightweight Cellular Concrete Roof Deck
23-35 20 24 14 17 Lightweight Insulating Concrete Roof Deck
23-35 20 24 17 Concrete Roof Topping
23-35 20 27 Roof Finishing Coatings
23-35 20 31 Roof Specialties and Accessories
23-35 20 31 11 Roof Edgings and Trims
23-35 20 31 11 11 Copings
23-35 20 31 11 14 Counterflashing Systems
23-35 20 31 11 21 Gravel Stops and Facias
23-35 20 31 11 24 Roof Penetration Flashing
23-35 20 31 11 27 Reglets
23-35 20 31 11 31 Scuppers
23-35 20 31 14 Flexible Flashing
23-35 20 31 14 11 Laminated Sheet Flexible Flashing
23-35 20 31 14 14 Modified Bituminous Sheet Flexible Flashing
23-35 20 31 14 17 Plastic Sheet Flexible Flashing
23-35 20 31 14 21 Rubber Sheet Flexible Flashing
23-35 20 31 14 24 Self-Adhering Sheet Flexible Flashing
23-35 20 31 17 Roof Expansion Joints
23-35 20 31 21 Roof Vents
23-35 20 31 21 11 Relief Vents
23-35 20 31 21 14 Ridge Vents
23-35 20 31 21 17 Smoke Vents
23-35 20 31 24 Roof Walkways
23-35 20 31 24 11 Roof Pavers
23-35 20 31 24 11 11 Precast Concrete Roof Pavers
23-35 20 31 24 11 14 Pedestals Roof Pavers
23-35 20 31 24 14 Roof Treads
23-35 20 31 24 14 11 Rubber Roof Treads
23-35 20 31 27 Roof Accessories
23-35 20 31 27 11 Manufactured Roof Curbs
23-35 20 31 27 14 Snow Guards
23-35 20 31 27 17 Piping Portals
23-35 20 31 27 21 Roof Domes, Turrets, Lanterns
23-35 20 31 31 Vegetated Roof Planting Modules
23-35 20 31 34 Renovation Products for Roof Coverings and Claddings
23-35 50 00 Floor Coverings
23-35 50 11 Flooring Specialties and Accessories
23-35 50 11 11 Floor Toppings
23-35 50 11 11 11 Concrete Floor Topping
23-35 50 11 14 Floor Underlayments
23-35 50 11 14 11 Cementitious Floor Underlayment
23-35 50 11 14 11 11 Gypsum Floor Underlayment
23-35 50 11 14 11 14 Portland Cement Floor Underlayment
23-35 50 11 14 14 Other Floor Underlayments
23-35 50 11 17 Floor Treatment Products
23-35 50 11 17 11 Floor Sealers
23-35 50 11 17 14 Floor Hardeners
23-35 50 11 17 17 Slip-Resistant Floor Treatment
23-35 50 11 17 21 Static-Resistant Floor Treatment
23-35 50 11 17 24 Acid-Resistant Floor Treatment
23-35 50 11 21 Floor Base and Accessories
23-35 50 11 21 11 Base and Accessories for Floor Coverings
23-35 50 11 21 14 Acoustic Floor Mountings
23-35 50 11 21 17 Underlays, Linings, Separations
23-35 50 11 24 Floor Mats and Grilles
23-35 50 11 24 11 Floor Mats
23-35 50 11 24 14 Floor Grilles
23-35 50 11 24 17 Floor Gratings
23-35 50 11 31 Flooring Restoration Products
23-35 50 14 Floor Covering Strips, Tiles, Blocks, and Slabs
23-35 50 14 11 Wood Flooring
23-35 50 14 11 11 Cushioned Wood Flooring Assemblies
23-35 50 14 11 14 Mastic Set Wood Flooring Assemblies
23-35 50 14 11 17 Resilient Wood Flooring Assemblies
23-35 50 14 11 21 Wood Athletic Flooring
23-35 50 14 11 24 Wood Block Flooring
23-35 50 14 11 27 Wood Composition Flooring
23-35 50 14 11 31 Wood Parquet Flooring
23-35 50 14 11 34 Wood Strip Flooring
23-35 50 14 14 Tile Flooring
23-35 50 14 14 11 Ceramic Tile Flooring
23-35 50 14 14 11 11 Ceramic Mosaic Tile Flooring
23-35 50 14 14 11 14 Conductive Tile Flooring
23-35 50 14 14 14 Quarry Tile Flooring
23-35 52 22 10 Chemical-Resistant Quarry Tile Flooring
23-35 50 14 14 17 Porcelain Tile Flooring
23-35 50 14 14 21 Glass Mosaic Tile Flooring
23-35 50 14 14 24 Plastic Tile Flooring
23-35 50 14 14 27 Metal Tile Flooring
23-35 50 14 14 31 Natural Cut Stone Tile Flooring
23-35 50 14 14 34 Tile Flooring Restoration Products
23-35 50 14 17 Terrazzo Flooring
23-35 50 14 17 11 Portland Cement Terrazzo Flooring
23-35 50 14 17 14 Precast Terrazzo Flooring
23-35 50 14 17 17 Conductive Terrazzo Flooring
23-35 50 14 17 21 Plastic matrix Terrazzo Flooring
23-35 50 14 17 24 Terrazzo Flooring Restoration Products
23-35 50 14 21 Masonry Flooring
23-35 50 14 21 11 Brick Flooring
23-35 50 14 21 11 11 Chemical-Resistant Brick Flooring
23-35 50 14 21 14 Stone Flooring
23-35 50 14 24 Precast Tile and Slab Flooring
23-35 50 14 27 Metal Flooring
23-35 50 17 Resilient Flooring
23-35 50 17 11 Cork Flooring
23-35 50 17 14 Plastic Flooring
23-35 50 17 17 Rubber Flooring
23-35 50 17 21 Linoleum Flooring
23-35 50 17 24 Mechanical Fasteners for Resilient Floor Coverings
23-35 50 17 24 11 Floor Clips
23-35 50 17 24 14 Carpet Grippers
23-35 50 17 24 17 Stair Rods
23-35 50 17 27 Other Resilient Flooring
23-35 50 21 Carpet Flooring
23-35 50 21 11 Carpet Cushion
23-35 50 21 14 Carpet Tile
23-35 50 21 17 Indoor and Outdoor Carpet
23-35 50 21 21 Sheet Carpet
23-35 50 24 Preformed Flooring Systems
23-35 50 24 11 Floating Floors
23-35 50 24 14 Portable Floors
23-35 50 24 17 Convertible Floors
23-35 50 24 21 Gymnasium or Dance Flooring
23-35 50 27 Access Flooring
23-35 50 27 11 Access Flooring Components
23-35 50 27 11 11 Access Floors, Frames
23-35 50 27 11 14 Access Floors, Infill Panels
23-35 50 27 14 Rigid Grid Access Flooring
23-35 50 27 17 Snap-On Stringer Access Flooring
23-35 50 27 21 Stringerless Access Flooring
23-35 50 31 Floor Finishing Coatings
23-35 50 31 11 Industrial Floor Coatings
23-35 50 31 14 Fluid-Applied Flooring
23-35 50 31 14 11 Elastomeric Liquid
23-35 50 31 14 14 Epoxy-Marble Chip
23-35 50 31 14 17 Magnesium Oxychoride
23-35 50 31 14 21 Mastic Fills
23-35 50 31 14 24 Resinous
23-35 50 31 14 27 Seamless Quartz
23-35 70 00 Ceiling Coverings, Claddings, and Linings
23-35 70 11 Ceiling Tiles, Panels, Strips, and Sections
23-35 70 11 11 Ceiling Tiles
23-35 70 11 11 11 Acoustical Ceiling Tile
23-35 70 11 14 Ceiling Panels
23-35 70 11 14 11 Acoustical Ceiling Panels
23-35 70 11 14 14 Mirror Ceiling Panel
23-35 70 11 17 Ceiling Covering Strips
23-35 70 11 17 11 Linear Metal Ceiling Covering Strips
23-35 70 11 17 14 Linear Wood Ceiling Covering Strips
23-35 70 11 21 Ceiling Covering Sections
23-35 70 11 21 11 Suspended Decorative Ceiling Grids
23-35 70 14 Ceiling Finishing Coatings
23-35 70 14 11 Textured Ceilings
23-35 70 14 11 11 Gypsum Panel Textured Ceilings
23-35 70 14 11 14 Metal Panel Textured Ceilings
23-35 70 17 Ceiling Specialties and Accessories
23-35 70 17 11 Roses, Ceiling Centerpieces
23-35 70 17 14 Ceiling Coving
23-35 70 17 17 Cornices, Friezes
23-35 70 21 Ceiling Assembly Restoration Products
23-35 70 24 Ceilings
23-35 70 24 11 Suspended Ceilings
23-35 70 24 11 11 Suspended Ceiling Components
23-35 70 24 11 11 11 Suspended Ceilings, Suspension Assembly
23-35 70 24 11 11 14 Suspended Ceilings, Panels and Tiles
23-35 70 24 11 11 17 Suspended Ceilings, Grids
23-35 70 24 11 11 21 Mechanical Fasteners for Suspended Ceilings
23-35 70 24 11 14 Acoustical Ceilings
23-35 70 24 11 14 11 Metal Pan Acoustical Ceilings
23-35 70 24 11 14 14 Acoustical Panel Ceilings
23-35 70 24 11 14 17 Acoustical Tile Ceilings
23-35 70 24 11 17 Specialty Ceilings
23-35 70 24 11 17 11 Integrated Ceilings
23-35 70 24 11 17 14 Linear Ceilings
23-35 70 24 11 17 14 11 Metal Linear Ceilings
23-35 70 24 11 17 14 14 Wood Linear Ceilings
23-35 70 24 11 17 17 Luminous Ceilings
23-35 70 24 11 17 21 Mirror Panel Ceilings
23-35 70 24 11 17 24 Textured Ceilings
23-35 70 24 11 17 27 Suspended Decorative Grids
23-35 70 24 14 Stretched Fabric Ceilings
23-35 90 00 Applied Coatings
23-35 90 11 Paints and Varnishes
23-35 90 11 11 General Purpose Paints and Varnishes
23-35 90 11 11 11 Solvent-Based General Purpose Paints and Varnishes
23-35 90 11 11 14 Water-Based General Purpose Paints and Varnishes
23-35 90 11 14 Textured Paints
23-35 90 11 14 11 Solvent-Based Textured Paints
23-35 90 11 14 14 Water-Based Textured Paints
23-35 90 14 Paints for Particular Applications
23-35 90 14 11 Corrosion Prevention Paints
23-35 90 14 14 Solar Reflective Paints
23-35 90 14 17 Fluorescent Paints
23-35 90 14 21 Line Paints
23-35 90 14 24 Roadway Marking Paints
23-35 90 14 27 Swimming Pool Paints
23-35 90 14 31 Coatings for Concrete and Masonry
23-35 90 17 Powder Coating Services
23-35 90 17 11 Factory-Applied Metal Powder Coatings
23-35 90 21 Inorganic Metal Treatments
23-35 90 21 11 Galvanized Coatings
23-35 90 21 14 Anodized Coatings
23-35 90 21 21 Electro-Plated Coatings
23-35 90 21 24 Vitreous Enameling
23-35 90 21 27 Coatings for Steel
23-35 90 24 Stains and Decorative Surface Impregnations
23-35 90 24 11 Decorative Wood Conservation Products
23-35 90 24 14 Stains
23-35 90 24 14 11 Opaque Stains
23-35 90 24 14 11 11 Exterior Opaque Stains
23-35 90 24 14 11 14 Interior Opaque Stains
23-35 90 24 14 14 Transparent Stains
23-35 90 24 14 14 11 Exterior Transparent Stains
23-35 90 24 14 14 14 Interior Transparent Stains
23-35 90 27 High Performance Coatings
23-35 90 27 11 Abrasion-Resistant Coatings
23-35 90 27 14 Chemical-Resistant Coatings
23-35 90 27 17 Elastomeric Coatings
23-35 90 27 21 Fire-Resistant Coatings
23-35 90 27 24 Graffiti-Resistant Coatings
23-35 90 27 27 High-Building Coatings
23-35 90 27 31 Intumescent Paints
23-35 90 27 34 Marine Coatings
23-35 90 27 37 Textured Plastic Coatings
23-35 90 31 Protective Surface Impregnations
23-35 90 31 11 Surface Consolidation/Hardening Impregnations
23-35 90 31 14 Impregnations Protecting from Biological Attack
23-35 90 31 14 11 Wood Treatment Protecting from Biological Attack
23-35 90 31 14 11 11 Preservative Treatment
23-35 90 31 17 Impregnations Protecting from Fire
23-35 90 31 17 11 Wood Treatment Protecting from Fire
23-35 90 31 17 11 11 Fire-Retardant Treatment
23-35 90 31 21 Water Repellents
23-35 90 31 21 11 Acrylic Water Repellents
23-35 90 31 21 14 Silane Water Repellents
23-35 90 31 21 17 Silicone Water Repellents
23-35 90 31 21 21 Siloxane Water Repellents
23-35 90 31 21 24 Stearate Water Repellents
23-35 90 34 Paint Restoration
23-40 00 00 Equipment and Furnishings
23-40 05 00 Plants and Planting Products
23-40 05 11 Planting Products
23-40 05 11 11 Plant Preparation Products
23-40 05 11 11 11 Topsoil
23-40 05 11 11 11 11 Loam
23-40 05 11 11 11 14 Peat Soil
23-40 05 11 11 14 Fertilizers and Herbicide
23-40 05 11 11 14 11 Fertilizers
23-40 05 11 11 14 14 Herbicides
23-40 05 11 11 14 17 Combined Fertilizer and Herbicide
23-40 05 11 11 17 Mulch
23-40 05 11 11 21 Mats and Netting
23-40 05 11 11 24 Stakes
23-40 05 11 11 27 Blankets
23-40 05 11 11 31 Forms and Stabilizers
23-40 05 11 11 34 Grasscrete Slabs/Sheets
23-40 05 11 14 Plant Maintenance Products
23-40 05 11 14 11 Fertilizers
23-40 05 11 14 14 Lime
23-40 05 11 14 17 Mowing Equipment
23-40 05 11 14 21 Pruning Equipment
23-40 05 11 14 24 Watering Equipment
23-40 05 11 14 27 Irrigation System
23-40 05 14 Lawns and Grasses
23-40 05 14 11 Hydro-Mulch
23-40 05 14 14 Plugs
23-40 05 14 17 Seeds and Soil Supplements
23-40 05 14 21 Sod
23-40 05 17 Exterior Plants
23-40 05 17 11 Ground Covers
23-40 05 17 14 Plants and Bulbs
23-40 05 17 17 Shrubs
23-40 05 17 21 Coniferous Trees
23-40 05 17 24 Deciduous Trees
23-40 05 21 Planting Accessories
23-40 05 21 11 Landscaping Edging
23-40 05 21 14 Landscape Timbers
23-40 05 21 17 Planters
23-40 05 21 21 Tree Grates
23-40 05 21 24 Tree Grids
23-40 10 00 Exterior Equipment and Furnishings
23-40 10 11 Site Furnishings
23-40 10 11 11 Bicycle Racks
23-40 10 11 14 Exterior Seating
23-40 10 11 17 Exterior Tables
23-40 10 11 21 Trash Receptors
23-40 10 11 24 Storage Specialties for Services and Maintenance
23-40 10 14 Exterior Specialties
23-40 10 14 11 Flagpoles
23-40 10 14 11 11 Automatic Flagpoles
23-40 10 14 11 14 Ground-Set Flagpoles
23-40 10 14 11 17 Nautical Flagpoles
23-40 10 14 11 21 Wall-Mounted Flagpoles
23-40 10 14 14 Manufactured Exterior Specialties
23-40 10 14 14 11 Weathervanes
23-40 10 14 14 14 Clocks
23-40 10 14 14 17 Cupolas
23-40 10 14 14 21 Spires
23-40 10 14 14 24 Steeples
23-40 10 14 14 99 Other Manufactured Exterior Specialties
23-40 10 14 17 Memorials and Statuary
23-40 10 14 21 Markers and Monuments
23-40 10 14 24 Exterior Signs
23-40 10 14 24 11 Signs, Finger Posts
23-40 10 14 24 14 Street Nameplates
23-40 10 14 24 17 Illuminated Signs
23-40 10 14 27 Bollards
23-40 10 14 31 Public Lighting Columns
23-40 10 17 Garden and Park Furniture
23-40 10 17 11 Garden/Patio Seating and Tables
23-40 10 17 14 Garden Umbrellas
23-40 10 17 17 Exterior Ornamental Fountains
23-40 10 17 21 Bird Houses and Feeders
23-40 10 17 24 Bird Baths
23-40 10 17 27 Tubs for Plants
23-40 10 17 31 Sundials
23-40 10 17 34 Garden Ornaments
23-40 10 21 Playfield Equipment, Structures, and Surfacing
23-40 10 21 11 Playground Equipment
23-40 10 21 14 Play Structures
23-40 10 21 17 Athletic or Recreation Screening
23-40 10 21 17 11 Tennis Court Windbreakers
23-40 10 21 21 External Pools and Ponds
23-40 10 21 24 Athletic and Recreational Surfaces
23-40 10 21 24 11 Sports Field Surfacings
23-40 10 21 24 11 11 Baseball Field Surfacing
23-40 10 21 24 11 14 Multi-Purpose Court Surfacing
23-40 10 21 24 11 17 Resilient Matting
23-40 10 21 24 11 21 Synthetic Grass Surfacing
23-40 10 21 24 11 24 Synthetic Running Track Surfacing
23-40 10 21 24 11 27 Tennis Court Surfacing
23-40 10 21 24 14 Artificial Ski Slopes
23-40 10 21 24 17 Artificial Ice Rinks
23-40 10 21 27 Exterior Athletic Equipment
23-40 10 21 27 11 Goalposts
23-40 10 21 27 11 Soccer Goalposts
23-40 10 21 27 11 Football Goalposts
23-40 10 21 27 14 Tennis Court Nets
23-40 10 21 27 17 Volley Ball Nets
23-40 10 21 27 21 Basketball Net and Backstop
23-40 10 24 Screening Devices
23-40 10 24 11 Jet Blast Barriers
23-40 10 24 14 Screens and Louvers
23-40 10 24 21 Sound Barriers
23-40 20 00 General Furniture and Specialties
23-40 20 11 Wardrobe and Closet Specialties
23-40 20 11 11 Wardrobes
23-40 20 11 14 Chests of Drawers
23-40 20 11 17 Lockers
23-40 20 11 21 Racks and Hangers
23-40 20 11 21 11 Coat Racks
23-40 20 11 21 14 Hat Racks
23-40 20 11 21 17 Shoe Trees
23-40 20 11 21 21 Coat Hooks
23-40 20 11 21 24 Coat Hangers and Rails
23-40 20 11 24 Cloakroom Units
23-40 20 11 27 Umbrella Stands
23-40 20 11 31 Checkroom Equipment
23-40 20 11 31 11 Manual Checkroom Equipment
23-40 20 11 31 14 Automated Checkroom Equipment
23-40 20 14 Residential Furniture
23-40 20 14 11 Complete Dining Room Suites
23-40 20 14 14 Residential Seating
23-40 20 14 14 11 Chairs
23-40 20 14 14 14 Settees, Sofas
23-40 20 14 14 17 Stools
23-40 20 14 14 21 Benches
23-40 20 14 14 24 Chaises Lounges
23-40 20 14 14 27 Sofa Beds, Chair Beds
23-40 20 14 17 Residential Tables and Cabinets
23-40 20 14 17 11 Dining Room Tables
23-40 20 14 17 14 China Cabinets
23-40 20 14 17 17 Sideboards
23-40 20 14 17 21 End Tables
23-40 20 14 17 24 Coffee Tables
23-40 20 17 Bedroom Furniture
23-40 20 17 11 Complete Bedroom Suites
23-40 20 17 14 Bedroom Furniture, Single Units
23-40 20 17 14 11 Beds
23-40 20 17 14 14 Headboards, Footboards
23-40 20 17 14 17 Cots, Cradles
23-40 20 17 14 21 Bedside Units
23-40 20 17 14 24 Dressing Tables
23-40 20 17 14 27 Nursery/Children's Furniture
23-40 20 17 14 31 Mattresses
23-40 20 21 Toilet and Bath Specialties
23-40 20 21 11 Bathroom Cabinets
23-40 20 21 14 Hand and Hair Dryers
23-40 20 21 17 Paper Towel Dispensers, Disposal Units
23-40 20 21 21 Toilet Paper Dispensers
23-40 20 21 24 Sanitary Napkin and Tampon Dispensers, Disposal Units
23-40 20 21 27 Towel Bars
23-40 20 21 31 Robe Hooks
23-40 20 21 34 Soap Holders, Dispensers
23-40 20 21 37 Diaper Changing Units
23-40 20 21 41 Bathroom Deodorizers
23-40 20 21 44 Shower Rods, Curtains
23-40 20 21 47 Bath Grab Bars
23-40 20 24 Non-Clothes Storage Furniture
23-40 20 24 11 Cupboards
23-40 20 24 14 Chests
23-40 20 24 17 Sideboards
23-40 20 24 21 Dressers
23-40 20 24 24 Filing Cabinets
23-40 20 24 27 Plan/Map Chests
23-40 20 24 31 Desk
23-40 20 24 34 Bookcases
23-40 20 24 41 Key Hangers
23-40 20 27 Storage Shelving
23-40 20 27 11 Shelves
23-40 20 27 14 Supports
23-40 20 27 17 Racking
23-40 20 27 21 Mobile Storage Units
23-40 20 31 Refuse Disposal Furniture
23-40 20 31 11 Bins
23-40 20 31 14 Ash Trays
23-40 20 31 17 Refuse Holders
23-40 20 34 Fireplaces and Stoves
23-40 20 34 11 Fireplace and Stove Components
23-40 20 34 11 11 Fire Surrounds
23-40 20 34 11 14 Firebacks
23-40 20 34 11 17 Fireplace and Stove Fenders
23-40 20 34 11 21 Fireplace and Stove Hoods
23-40 20 34 14 Fireplaces
23-40 20 34 14 11 Fireplace Inserts
23-40 20 34 14 14 Fireplace Screens and Doors
23-40 20 34 14 17 Fireplace Water Heaters
23-40 20 34 17 Stoves
23-40 20 34 17 11 Stove Pipe
23-40 20 34 21 Hearths
23-40 35 00 Casework
23-40 35 11 Casework Components
23-40 35 11 11 Cabinets
23-40 35 11 14 Hardware
23-40 35 11 17 Work Surfaces
23-40 35 14 Casework by Type
23-40 35 14 11 Modular Casework
23-40 35 14 14 Custom-Fabricated Casework
23-40 35 17 Casework by Purpose
23-40 35 17 11 Bank Casework
23-40 35 17 14 Hospitality Casework
23-40 35 17 17 Display Casework
23-40 35 17 21 Religious Casework
23-40 35 17 24 Library Casework
23-40 35 17 24 11 Study Carrels
23-40 35 17 24 14 Book Stacks
23-40 35 17 24 17 Periodical Racks
23-40 35 17 27 Educational Casework
23-40 35 17 31 Laboratory Casework
23-40 35 17 34 Medical Casework
23-40 35 17 34 11 Dental Casework
23-40 35 17 34 14 Pharmacy Casework
23-40 35 17 37 Mortuary Casework
23-40 35 17 41 Commercial Kitchen Casework
23-40 35 17 44 Darkroom Casework
23-40 35 17 44 11 Photo Transfer Cabinets
23-40 35 17 47 Residential Casework
23-40 35 17 47 11 Kitchen Casework
23-40 35 17 47 11 11 Complete Kitchen Casework Suites
23-40 35 17 47 11 14 Single Kitchen Casework Units
23-40 35 17 47 14 Bathroom Casework
23-40 40 00 Food Service Equipment and Furnishings
23-40 40 11 Specialized Food Storage and Display Furnishings
23-40 40 11 11 Refrigerators and Freezers
23-40 40 11 11 11 Refrigerators
23-40 40 11 11 14 Freezers
23-40 40 11 11 17 Refrigerator-Freezer
23-40 40 11 14 Food Storage Coolers
23-40 40 11 14 11 Walk-In Coolers
23-40 40 11 14 14 Display Coolers
23-40 40 11 17 Refrigerated Cases
23-40 40 11 21 Hot Cabinets
23-40 40 11 24 Cold Cabinets
23-40 40 11 27 Bottle Racks
23-40 40 11 31 Steam Tables
23-40 40 11 34 Snack Cabinets
23-40 40 14 Food Service Equipment
23-40 40 14 11 Food Delivery Carts and Conveyors
23-40 40 14 11 11 Food Delivery Carts
23-40 40 14 11 14 Food Delivery Conveyors
23-40 40 14 14 Food Preparation Equipment
23-40 40 14 14 11 Food Mixers
23-40 40 14 14 14 Drink Making Equipment
23-40 40 14 17 Food Cooking Equipment
23-40 40 14 17 11 Cookers, Ovens, Stoves
23-40 40 14 17 14 Hot Plates
23-40 40 14 17 17 Ranges
23-40 40 14 17 21 Grills
23-40 40 14 17 24 Fryers
23-40 40 14 17 27 Barbecues
23-40 40 14 17 31 Small Specialized Cooking Equipment
23-40 40 14 21 Hood and Ventilation Equipment
23-40 40 14 21 11 Food Service Hoods
23-40 40 14 21 14 Ventilation Equipment
23-40 40 14 21 17 Fire Suppression Systems
23-40 40 14 21 21 Catering Ventilation
23-40 40 14 24 Food Dispensing Equipment
23-40 40 14 24 11 Bar Equipment
23-40 40 14 24 14 Service Line Equipment
23-40 40 14 24 17 Soda Fountain Equipment
23-40 40 14 27 Ice Machines
23-40 40 14 31 Cleaning and Disposal Equipment
23-40 40 17 Restaurant Furniture
23-40 40 17 11 Bars and Serving Counters
23-40 40 17 14 Restaurant Chairs
23-40 40 17 17 Restaurant Tables
23-40 40 17 21 Restaurant Booths
23-40 40 17 24 Restaurant Seating Units
23-40 40 17 27 Bar Stools
23-40 50 00 Educational, Cultural Equipment and Furnishings
23-40 50 11 Educational, Entertainment Equipment and Furnishings
23-40 50 11 11 Auditorium Seating
23-40 50 11 11 11 Fixed Audience Seating
23-40 50 11 11 14 Portable Audience Seating
23-40 50 11 11 14 11 Folding Audience Chairs
23-40 50 11 11 14 14 Interlocking Audience Chairs
23-40 50 11 11 14 17 Stacking Audience Chairs
23-40 50 11 14 Classroom Furniture
23-40 50 11 14 11 Seat and Table Assemblies
23-40 50 11 14 14 Modular Desks
23-40 50 11 17 Multiple-Use Fixed Seating
23-40 50 11 21 Platforms
23-40 50 11 21 11 Folding and Portable Stages
23-40 50 11 24 Educational Play Equipment
23-40 50 11 27 Language Laboratory Equipment
23-40 50 14 Theater and Stage Equipment
23-40 50 14 11 Acoustical Shells
23-40 50 14 14 Rigging Systems and Controls
23-40 50 14 17 Scenery Docks
23-40 50 14 21 Suspension Systems
23-40 50 14 24 Stage Curtains
23-40 50 17 Planetarium Equipment and Furnishings
23-40 50 17 11 Planetarium Projectors
23-40 50 17 14 Planetarium Seating
23-40 50 21 Observatory Equipment and Furnishings
23-40 50 21 11 Telescopes
23-40 50 24 Ecclesiastical Equipment and Furnishings
23-40 50 24 11 Religious Seating, Pews, and Benches
23-40 50 24 14 Chancel Furnishings
23-40 50 24 14 11 Lecterns
23-40 50 24 14 14 Pulpits
23-40 50 24 14 17 Choir Screens
23-40 50 24 14 21 Altars
23-40 50 24 17 Baptisteries
23-40 50 24 21 Baptismal Fonts
23-40 50 24 24 Instrumental Equipment
23-40 50 24 24 11 Organs, Organ Cases and Screens
23-40 50 24 24 14 Bells
23-40 50 24 24 17 Carillons
23-40 50 24 27 Synagogue Furniture
23-40 50 24 31 Mosque Furniture
23-40 50 24 34 Temple Furniture
23-40 50 27 Library and Archive Equipment and Furnishings
23-40 50 27 11 Library Stack Systems
23-40 50 27 11 11 Library Shelving
23-40 50 27 14 Book Depositories
23-40 50 27 17 Book Theft Protection Equipment
23-40 50 27 21 Library Furniture
23-40 50 27 21 11 Library Filing Furniture
23-40 50 27 21 14 Library Display Furniture
23-40 50 27 21 17 Study Carrels
23-40 50 31 Exhibition Equipment and Furnishings
23-40 50 31 11 Display Furniture
23-40 50 31 11 11 Display Cabinets
23-40 50 31 11 14 Display Racks
23-40 50 31 11 17 Display Carousels
23-40 50 31 14 Gallery Hanging Systems
23-40 50 31 17 Stands, Pedestals
23-40 50 31 21 Retail Cabinets
23-40 50 31 24 Exhibition Stands, Shell Schemes
23-40 50 31 27 Exhibit Equipment
23-40 50 34 Athletic, Recreational, and Therapeutic Equipment
23-40 50 34 11 Arcade Machines
23-40 50 34 14 Gymnasium Equipment
23-40 50 34 14 11 Backstops
23-40 50 34 14 14 Scoreboards and Time Clocks
23-40 50 34 14 17 Net Posts
23-40 50 34 14 21 Floor Sockets
23-40 50 34 14 24 Climbing Walls
23-40 50 34 14 27 Climbing Ropes
23-40 50 34 17 Gymnasium Dividers
23-40 50 34 21 Fitness and Exercise Equipment
23-40 50 34 24 Nets
23-40 50 34 27 Bowling Alley Equipment
23-40 50 34 31 Shooting Range Equipment
23-40 50 34 34 Equipment Storage Racks
23-40 50 34 37 Sauna and Steam Room Specialties
23-40 50 34 41 Solarium Specialties
23-40 50 34 44 Therapeutic Equipment
23-40 50 34 47 Spectator Stands, Seating
23-40 50 34 47 11 Fixed Stadium and Arena Seating
23-40 50 34 47 14 Telescoping Stands
23-40 50 34 47 14 11 Telescoping Bleachers
23-40 50 34 47 14 14 Telescoping Chair Platforms
23-40 70 00 Work Environment Equipment and Furnishings
23-40 70 11 Scientific and Medial Equipment and Furnishings
23-40 70 11 11 Laboratory Equipment and Furnishings
23-40 70 11 11 11 Laboratory Equipment
23-40 70 11 11 11 11 Laboratory Service Fixtures
23-40 70 11 11 11 14 Laboratory Fume Hoods
23-40 70 11 11 11 17 Laboratory Incubators
23-40 70 11 11 11 21 Laboratory Sterilizers
23-40 70 11 11 11 24 Laboratory Refrigerators
23-40 70 11 11 11 27 Laboratory Emergency Safety Appliances
23-40 70 11 11 11 31 Laboratory Service Columns
23-40 70 11 11 11 34 Laboratory Flammables Storage Cabinets
23-40 70 11 11 14 Laboratory Furniture
23-40 70 11 14 Health Care Equipment and Furnishings
23-40 70 11 14 11 Medical Equipment
23-40 70 11 14 11 11 Medical Sterilizing Equipment
23-40 70 11 14 11 14 Examination and Treatment Equipment
23-40 70 11 14 11 17 Patient Care Equipment
23-40 70 11 14 11 17 11 Patient Hoists
23-40 70 11 14 11 17 14 Hospital Head Boards
23-40 70 11 14 11 17 17 Patient Beds
23-40 70 11 14 11 21 Post-Mortem and Dissection Equipment
23-40 70 11 14 11 24 Operating Room Equipment
23-40 70 11 14 11 27 Radiology Equipment
23-40 70 11 14 14 Dental Equipment
23-40 70 11 14 17 Optical Equipment
23-40 70 11 14 21 Health Care Furniture
23-40 70 11 17 Mortuary Equipment
23-40 70 11 17 11 Mortuary Refrigerators
23-40 70 11 17 14 Crematorium Equipment
23-40 70 11 17 17 Mortuary Lifts
23-40 70 14 Retail and Commercial Equipment and Furnishings
23-40 70 14 11 Hospitality Equipment and Furnishings
23-40 70 14 14 Registration Equipment
23-40 70 14 17 Checkroom Equipment
23-40 70 14 21 Hospitality Furniture
23-40 70 14 24 Hospitality Furnishings
23-40 70 14 24 11 Hospitality Bath Furnishings
23-40 70 14 24 11 11 Hospitality Bath Linens and Towels
23-40 70 14 24 11 14 Hospitality Bath Mats
23-40 70 14 24 11 17 Hospitality Shower Curtains
23-40 70 14 24 14 Hospitality Bedroom Furnishings
23-40 72 14 21 Hospitality Bed Linens
23-40 72 14 22 Hospitality Pillows
23-40 70 14 27 Mercantile Equipment and Furnishings
23-40 70 14 31 Barber Shop Equipment
23-40 70 14 34 Beauty Shop Equipment
23-40 70 14 37 Cash Registers and Checkout Equipment
23-40 70 14 41 Display Cases
23-40 70 14 41 11 Refrigerated Display Cases
23-40 70 14 44 Food Processing Equipment
23-40 70 14 47 Food Weighing and Wrapping Equipment
23-40 70 14 51 Display Casework
23-40 70 14 54 Wall Display Systems
23-40 70 14 57 Office Equipment and Furnishings
23-40 70 14 57 11 Computers
23-40 70 14 57 14 Printers
23-40 70 14 57 17 Drafting Equipment
23-40 70 14 57 21 Plotters
23-40 70 14 57 24 Drawing Equipment
23-40 70 14 61 Mailroom Case Goods
23-40 70 14 64 Retail and Commercial Furnishings
23-40 70 14 64 11 Office Furniture
23-40 70 14 64 14 Retail and Commercial Seating Furniture
23-40 70 14 64 17 Office Storage and Filing Furniture
23-40 70 14 64 17 11 Lateral Filing Cabinets
23-40 70 14 64 17 14 Vertical Filing Cabinets
23-40 70 14 64 21 Systems Furniture
23-40 70 14 64 21 11 Panel-Hung Component
23-40 70 14 64 21 14 Free-Standing Component
23-40 70 14 64 21 17 Beam System
23-40 70 14 64 21 21 Desk System
23-40 70 14 64 24 Office Accessories
23-40 70 17 Industrial and Manufacturing Equipment and Furnishings
23-40 70 17 11 Manufacturing Equipment
23-40 70 17 14 Manufacturing Furniture
23-40 70 17 14 11 Flat Work Surface Furniture
23-40 70 17 14 14 Work Stations
23-40 70 17 17 Shop Equipment
23-40 70 17 21 Shop Furniture
23-40 70 17 21 11 Counters and Work Surfaces
23-40 70 17 21 14 Shop Display Specialties
23-40 70 17 21 17 Shop Storage Fittings
23-40 70 21 Other Work-Related Equipment and Furnishings
23-40 70 21 11 Darkroom Equipment and Furnishings
23-40 70 21 14 Darkroom Equipment
23-40 70 21 14 11 Darkroom Processing Equipment
23-40 70 21 17 Darkroom Specialties
23-40 70 21 21 Vending Equipment
23-40 70 21 24 Vending Machines
23-40 70 21 27 Ticket Machines
23-40 70 21 31 Change Machines
23-40 70 24 Vehicle Service Equipment
23-40 70 24 11 Compressed Air Vehicle Service Equipment
23-40 70 24 14 Fuel Dispensing Equipment
23-40 70 24 17 Vehicle Lubrication Equipment
23-40 70 24 21 Tire Changing Equipment
23-40 70 24 24 Vehicle Washing Equipment
23-40 70 24 27 Vehicle Hoists
23-40 70 27 Security and Vault Equipment and Furnishings
23-40 70 27 11 Safes
23-40 70 27 14 Safe Deposit Boxes
23-40 70 27 17 Vault Doors and Day Gates
23-40 70 27 21 Anti-Bandit Screens
23-40 70 27 21 11 Gun Ports
23-40 70 27 24 Teller and Service Equipment
23-40 70 27 24 11 Automated Banking Systems
23-40 70 27 24 14 Money Cart Pass-Through
23-40 70 27 24 17 Package Transfer Units
23-40 70 27 24 21 Service and Teller Window Units
23-40 70 27 24 24 Teller Equipment Systems
23-40 70 27 27 Secure Point of Sale Units/Tills
23-40 70 27 27 11 Deal Drawers
23-40 70 27 31 Key Security Cabinets
23-40 70 27 34 Money Counting and Handling Equipment
23-40 70 31 Detention Equipment and Furnishings
23-40 70 31 11 Detention Enclosures
23-40 70 31 14 Detention Furnishings and Specialties
23-40 70 31 17 Detention Furniture
23-40 70 34 Agricultural Equipment
23-40 70 34 11 Milkers
23-40 70 34 14 Stock Feeders
23-40 70 34 17 Stock Waterers
23-40 70 34 21 Waste Clean-Up Equipment
23-40 90 00 Information and Communication Specialties
23-40 90 11 Information Display Specialties
23-40 90 11 11 Information Signs
23-40 90 11 14 Lettering and Numerals
23-40 90 11 17 Pin Boards
23-40 90 11 21 Writing Boards
23-40 90 11 24 Plaques
23-40 90 11 27 Poster Display Units
23-40 90 11 31 Notice Boards
23-40 90 11 34 Display Screens
23-40 90 11 37 Pictograms
23-40 90 14 Communication Specialties
23-40 90 14 11 Mail Boxes
23-40 90 14 14 Mail Racks
23-40 90 14 17 Pigeonholes
23-40 90 14 21 Mail Trolleys
23-40 90 14 24 Mail Handling Equipment
23-40 90 14 27 Telephone Booths
23-40 90 14 31 Acoustic Hoods
23-40 90 14 34 Directory Boards
23-40 95 00 Furnishings, Ornaments, and Decoration
23-40 95 11 Soft Furnishings
23-40 95 11 11 Carpets and Rugs
23-40 95 11 14 Curtains and Drapes
23-40 95 11 17 Upholstery
23-40 95 11 21 Cushions and Padding
23-40 95 11 24 Bedding
23-40 95 11 27 Tablecloths
23-40 95 11 31 Movable or Retractable Screens
23-40 95 14 Plant Display Furniture
23-40 95 14 11 Decorative Planters
23-40 95 14 14 Decorative Vases
23-40 95 17 Ornaments and Decoration
23-40 95 17 11 Interior Ornamental Fountains
23-40 95 17 14 Ornaments
23-40 95 17 17 Mirrors
23-40 95 17 21 Ornamental Screens
23-40 95 17 24 Artwork
23-40 95 17 27 Clocks
23-40 95 17 31 Wall Hangings
23-45 00 00 Sanitary, Laundry, and Cleaning Equipment
23-45 05 00 Sanitary Equipment
23-45 05 11 Complete Sanitary Suites
23-45 05 11 11 Complete Bathroom Suites
23-45 05 14 Plumbing Fixtures - Sanitary Washing Units
23-45 05 14 11 Sanitary Washing Unit Components
23-45 05 14 11 11 Splashbacks
23-45 05 14 11 14 Bath Panels
23-45 05 14 11 17 Shower/Bath Seats
23-45 05 14 11 21 Shower Receptors
23-45 05 14 11 24 Shower/Bath Screens, Curtains
23-45 05 14 14 Sinks/Lavatories
23-45 05 14 14 11 Sacristy
23-45 05 14 14 14 Clinic Sinks
23-45 05 14 14 17 Plaster Sinks
23-45 05 14 14 21 Surgeon’s Scrub-Up Sinks
23-45 05 14 14 24 Surgeon’s Instrument Sinks
23-45 05 14 14 27 Service Sinks
23-45 05 14 14 31 Darkroom Sinks
23-45 05 14 14 34 Hairdressing Sinks
23-45 05 14 17 Showers
23-45 05 14 17 11 Shower Compartments
23-45 05 14 17 14 Shower Receptors
23-45 05 14 17 17 Group Showers
23-45 05 14 21 Bathtubs
23-45 05 14 21 11 Bath/Shower Units
23-45 05 14 21 14 Sitz Baths
23-45 05 14 21 17 Therapeutic Whirlpool Baths
23-45 05 14 24 Eye Wash Fountains
23-45 05 14 27 Bidets
23-45 05 14 31 Combination Toilets
23-45 05 14 31 11 Patient’s Combination Toilets
23-45 05 14 31 14 Detention Combination Toilets
23-45 05 14 34 Security Plumbing Fixtures
23-45 05 14 37 Bedpan Washers/Sanitizers
23-45 05 14 99 Other Sanitary Washing Plumbing Fixtures
23-45 05 17 Sanitary Leisure Units
23-45 05 17 11 Sauna Equipment
23-45 05 17 14 Steam Room Equipment
23-45 05 17 17 Leisure Whirlpools
23-45 05 17 21 Hot Tubs
23-45 05 21 Plumbing Fixtures - Sanitary Disposal Units
23-45 05 21 11 Water Closets
23-45 05 21 11 11 Water Operated Water Closets
23-45 05 21 11 14 Chemical/Biological Sanitary Disposal Units
23-45 05 21 11 21 Urinals
23-45 05 21 11 24 Sanitary Macerators
23-45 05 21 14 Sanitary Disposal Components
23-45 05 21 14 11 Water Closet Seats
23-45 05 21 14 14 Water Closet Tanks
23-45 05 21 14 17 Sanitary Disposal Connectors
23-45 30 00 Washing and Waste Disposal Equipment
23-45 30 11 Residential Washing Equipment
23-45 30 11 11 Residential Dishwashers
23-45 30 11 14 Residential Waste Disposal Units
23-45 30 14 Commercial Washing Equipment
23-45 30 14 11 Commercial Dishwashers
23-45 30 14 14 Commercial Waste Disposal Units
23-45 30 14 21 High Pressure Washing Equipment
23-45 30 17 Drain Boards
23-45 55 00 Sanitary Faucets, Wastes
23-45 55 11 Sanitary Components
23-45 55 11 11 Plugs
23-45 55 11 14 Chains
23-45 55 11 17 Overflow Specialties
23-45 55 14 Single Faucets
23-45 55 17 Mixing Faucets
23-45 55 21 Drains (Wastes)
23-45 70 00 Laundry and Cleaning Equipment
23-45 70 11 Laundry Equipment
23-45 70 11 11 Residential Laundry Equipment
23-45 70 11 11 11 Washing Machines
23-45 70 11 11 14 Clothes Dryers
23-45 70 11 14 Commercial Laundry Equipment
23-45 70 11 14 11 Washing Machines
23-45 70 11 14 14 Extractors
23-45 70 11 14 17 Clothes Dryers
23-45 70 11 14 21 Clothes Airers
23-45 70 11 14 24 Ironing and Pressing Machines
23-45 70 11 14 27 Laundry Folding Machines
23-45 70 11 14 31 Commercial Clothes Lines
23-45 70 11 14 34 Dry Cleaning Equipment
23-45 70 14 Room Cleaning Equipment
23-45 70 14 11 Vacuum Cleaning Systems
23-45 70 14 14 Floor and Wall Cleaning
23-45 70 14 17 Housekeeping Carts
23-50 00 00 Conveying Systems & Material Handling
23-50 05 00 Vertical Transportation
23-50 05 11 Elevators
23-50 05 11 11 Electric Traction Elevators
23-50 05 11 11 11 Freight Electric Traction Elevators
23-50 05 11 11 14 Passenger Electric Traction Elevators
23-50 05 11 11 17 Residential Electric Traction Elevators
23-50 05 11 11 21 Service Electric Traction Elevators
23-50 05 11 14 Hydraulic Elevators
23-50 05 11 14 11 Freight Hydraulic Elevators
23-50 05 11 14 14 Passenger Hydraulic Elevators
23-50 05 11 14 17 Residential Hydraulic Elevators
23-50 05 11 14 21 Service Hydraulic Elevators
23-50 05 11 17 Rack and Pinion Elevators
23-50 05 11 21 Elevator Cabs
23-50 05 11 24 Elevator Equipment and Controls
23-50 05 11 24 11 Elevator Doors
23-50 05 11 24 14 Elevator Controls
23-50 05 11 27 Elevator Restoration Products
23-50 05 14 Lifts
23-50 05 14 11 Scissors Lifts
23-50 05 14 14 Stair Elevators
23-50 05 14 14 11 Inclined Platform Lifts
23-50 05 14 17 Elevating Platforms
23-50 05 14 17 11 Platform Lifts
23-50 05 14 17 14 Sidewalk Lifts
23-50 05 17 Escalators
23-50 20 00 Horizontal Transportation
23-50 20 11 Moving Walks
23-50 20 14 People Movers
23-50 20 17 Aircraft Passenger Loading
23-50 20 17 11 Jetways
23-50 20 17 14 Gangways
23-50 20 21 Monorails
23-50 30 00 Materials Handling
23-50 30 11 Dumbwaiters
23-50 30 11 11 Manual Dumbwaiters
23-50 30 11 14 Electric Dumbwaiters
23-50 30 11 17 Hydraulic Dumbwaiters
23-50 30 14 Material Transport
23-50 30 14 11 Automated Document Filing and Retrieval
23-50 30 14 14 Automated Guided Vehicles
23-50 30 14 14 11 Guided Vehicle Material Handling
23-50 30 14 14 14 Track Vehicle Material Handling
23-50 30 17 Postal Conveying
23-50 30 21 Baggage Conveying and Dispensing
23-50 30 24 Conveyors
23-50 30 24 11 Conveyor Components
23-50 30 24 11 11 Conveyor Belts
23-50 30 24 14 Belt Conveyors
23-50 30 24 17 Bucket Conveyors
23-50 30 24 21 Container Conveyors
23-50 30 24 24 Hopper and Track Conveyors
23-50 30 24 27 Monorail Conveyors
23-50 30 24 31 Oscillating Conveyors
23-50 30 24 34 Pneumatic Conveyors
23-50 30 24 37 Roller Conveyors
23-50 30 24 41 Scoop Conveyors
23-50 30 24 44 Screw Conveyors
23-50 30 24 47 Selective Vertical Conveyors
23-50 30 27 Chutes
23-50 30 27 11 Coal Chutes
23-50 30 27 14 Dry Bulk Materials Chutes
23-50 30 27 17 Laundry and Linen Chutes
23-50 30 27 21 Package Chutes
23-50 30 27 24 Refuse Chutes
23-50 30 31 Feeder Equipment
23-50 30 31 11 Apron Feeder
23-50 30 31 14 Reciprocating Plate Feeder
23-50 30 31 17 Rotary Airlock Feeder
23-50 30 31 21 Rotary Flow Feeder
23-50 30 31 24 Vibratory Feeder
23-50 30 34 Pneumatic Tubes
23-50 30 34 11 Document Conveying Systems
23-50 30 37 Hoists and Cranes
23-50 30 37 11 Cranes
23-50 30 37 11 11 Crane Rails
23-50 30 37 11 14 Bridge Cranes
23-50 30 37 11 14 11 Top-Running Overhead Cranes
23-50 30 37 11 14 14 Underslung Overhead Cranes
23-50 30 37 11 17 Gantry Cranes
23-50 30 37 11 21 Jib Cranes
23-50 30 37 11 24 Tower Cranes
23-50 30 37 11 27 Mobile Cranes
23-50 30 37 11 31 Derricks
23-50 30 37 14 Fixed Hoists
23-50 30 37 14 11 Air Powered Fixed Hoists
23-50 30 37 14 14 Electric Fixed Hoists
23-50 30 37 14 17 Manual Fixed Hoists
23-50 30 37 17 Trolley Hoists
23-50 30 37 17 11 Air Powered Trolley Hoists
23-50 30 37 17 14 Electric Trolley Hoists
23-50 30 37 17 17 Manual Trolley Hoists
23-50 50 00 Turntables
23-50 50 11 Restaurant Turntables
23-50 50 14 Stage Turntables
23-50 50 17 Exhibit and Display Turntables
23-50 50 21 Vehicular Turntable
23-50 55 00 Parking Systems
23-50 55 11 Car Parking Systems
23-50 70 00 Loading Dock Equipment
23-50 70 11 Dock Bumpers/Seals
23-50 70 14 Dock Levelers
23-50 70 14 11 Powered Dock Levelers
23-50 70 14 14 Manual Dock Levelers
23-50 70 17 Dock Lifts
23-50 70 17 11 Powered Dock Lifts
23-50 70 17 14 Manual Dock Lifts
23-50 70 21 Portable Ramps, Bridges, and Platforms
23-50 70 24 Seals and Shelters
23-50 70 27 Truck Restraints
23-50 85 00 Scaffolding
23-50 85 11 Suspended Scaffolding
23-50 85 11 11 Beam Suspended Scaffolding
23-50 85 11 14 Carriage Suspended Scaffolding
23-50 85 11 17 Hook Suspended Scaffolding
23-50 85 14 Rope Climbers
23-50 85 14 11 Manual Rope Climbers
23-50 85 14 14 Powered Rope Climbers
23-50 85 17 Telescoping Platforms
23-50 85 17 11 Electric and Battery Telescoping Platforms
23-50 85 17 14 Pneumatic Telescoping Platforms
23-50 85 21 Powered Scaffolding
23-50 90 00 Building Maintenance Systems
23-50 90 11 Window Washing Systems
23-50 90 14 Building Maintenance Cradles and Platforms
23-50 90 17 Roof Trolley Systems
23-50 90 21 Traveling Ladder Systems
23-50 90 24 Ancillary Building Maintenance Items
23-50 90 24 11 Safety Tracks
23-50 90 24 14 Anchors for Building Maintenance
23-50 90 27 Fall Arrest Systems
23-55 00 00 Manufactured Structures
23-55 10 00 Towers and Superstructures
23-55 10 11 Industrial Breechings, Chimneys, and Stacks
23-55 10 11 11 Breechings
23-55 10 11 11 11 Fabricated Breechings and Accessories
23-55 10 11 14 Chimney Shafts
23-55 10 11 17 Chimney Linings
23-55 10 11 21 Draft Control Devices
23-55 10 11 24 Insulated Sectional Chimneys
23-55 10 14 Towers
23-55 10 14 11 Cooling Towers
23-55 10 14 14 Water Towers
23-55 10 17 Masts
23-55 10 21 Gantries
23-55 10 21 11 Gantry Cranes
23-55 10 24 Offshore Structures
23-55 30 00 Complete Buildings
23-55 30 11 Pre-Engineered Structures
23-55 30 11 11 Pre-Engineered Structure Component
23-55 30 11 11 11 Lift Shaft Components
23-55 30 11 14 Framed Pre-Engineered Buildings
23-55 30 11 17 Panel Structure Pre-Engineered Buildings
23-55 30 11 21 Cubicle Structure Pre-Engineered Buildings
23-55 30 11 24 Air-Supported Pre-Engineered Buildings
23-55 30 11 27 Cable-Supported Pre-Engineered Buildings
23-55 30 11 31 Fabric Structures
23-55 30 11 34 Prefabricated Dome Structures
23-55 30 11 37 Portable and Mobile Buildings
23-55 30 14 Indoor System Buildings
23-55 30 17 Covers and Shelters
23-55 30 17 11 General Purpose Shelters
23-55 30 17 14 Shelters for Public Transport
23-55 30 17 14 11 Bus Stop Shelters
23-55 30 17 14 14 Train Platform Shelters
23-55 30 17 17 Walkway Coverings
23-55 30 17 21 Shelters for Civil Protection
23-55 30 17 24 Animal Shelters
23-55 30 17 24 11 Kennels
23-55 30 17 27 Car Shelters
23-55 30 17 31 Shelters for Services
23-55 30 21 Special Purpose Buildings
23-55 30 21 11 Observatories
23-55 30 21 14 Control Booths
23-55 30 21 17 Greenhouses
23-55 30 21 17 11 Glazed Structures
23-55 30 21 21 Summerhouses
23-55 30 21 21 11 Gazebos
23-55 30 21 21 14 Pavilions
23-55 30 21 24 Kiosks
23-55 30 21 27 Public Restrooms
23-55 30 21 31 Sauna Buildings
23-55 30 21 34 Funerary Construction
23-55 30 24 Building Modules
23-55 30 24 11 Prison Cells
23-55 30 24 14 Hotel Rooms
23-55 30 24 17 Dormitory Rooms
23-55 30 27 Integrated Assemblies
23-55 30 27 11 Sound, Vibration and Seismic Control
23-55 30 27 11 11 Floating Floor Construction
23-55 30 27 14 Other Integrated Construction
23-55 50 00 Room Units
23-55 50 11 General Purpose Room Units
23-55 50 11 11 Prefabricated General Purpose Rooms
23-55 50 14 Storage Room Units
23-55 50 17 Special Purpose Rooms
23-55 50 17 11 Athletic Rooms
23-55 50 17 11 11 Handball/Racquetball Courts
23-55 50 17 14 Conservatories
23-55 50 17 17 Planetariums
23-55 50 17 21 Saunas
23-55 50 17 24 Steam Baths
23-55 50 17 27 Vaults
23-55 50 21 Sanitary Room Units
23-55 50 21 11 Bathroom Units
23-55 50 21 14 Lavatory Units
23-55 50 24 Controlled Environment Rooms
23-55 50 24 11 Clean Rooms
23-55 50 24 14 Insulated Rooms
23-55 50 24 14 11 Cold Storage Rooms
23-55 50 24 17 Sound-Conditioned Rooms
23-55 50 24 17 11 Practice Booths
23-55 50 24 21 Hyperbaric Rooms
23-55 50 24 24 Radiation Protected Rooms
23-55 50 24 24 11 Electromagnetic Shielded Rooms
23-55 50 24 24 14 RF Shielded Rooms
23-55 50 24 24 17 BO Shielded Rooms
23-55 50 24 24 21 Radio Frequency Protected Rooms
23-55 50 24 24 24 X-Ray Protected Rooms
23-55 50 24 24 27 Nuclear Radiation Protected Rooms
23-55 50 24 24 31 High Energy Magnetic Pulse Protected Rooms
23-55 50 27 Plant and Control Room Units
23-55 50 27 11 Plant Office Shelters and Booths
23-55 50 31 Corridor Units
23-60 00 00 General Purpose: Services
23-60 10 00 General Measuring Instruments
23-60 10 11 Temperature Measuring Instruments
23-60 10 14 Pressure Measuring Instruments
23-60 10 17 Flow Meters
23-60 10 21 Concentration Measuring Instruments
23-60 10 21 11 Humidity Concentration Measuring Instruments
23-60 10 21 14 Carbon Dioxide (CO²) Concentration Measuring Instruments
23-60 10 21 17 Ozone Concentration Measuring Instruments
23-60 10 21 21 Other Gas Concentration Measuring Instruments
23-60 10 24 Heat Measuring Instruments
23-60 10 27 Level Measuring Instruments
23-60 10 31 Weighing Instruments
23-60 30 00 General Pipework and Ductwork Products
23-60 30 11 Pipework Products for General Use
23-60 30 11 11 Pipes for General Use
23-60 30 11 14 Pipework Fittings
23-60 30 11 14 11 Water Hammer Arrestors
23-60 30 11 14 14 Pipe Expansion Compensators
23-60 30 11 17 Pipework/Ductwork Mechanical Fasteners/Supports
23-60 30 14 Ducting and Wireways for General Use
23-60 30 14 11 Underfloor Wireways
23-60 30 14 14 Service Penetrations
23-60 30 17 Manholes
23-60 30 21 Pumps
23-60 30 21 11 Pump Components
23-60 30 21 14 Manual Pumps
23-60 30 21 17 Motor Pumps
23-60 30 21 21 Pump Sets
23-60 30 21 24 Booster Pumps
23-60 30 24 Poles for Aerial Networks
23-60 30 24 11 Utility Poles
23-60 30 24 14 Lighting Poles and Standards
23-60 30 24 17 Antenna Towers
23-60 30 24 21 Transmission Towers
23-60 30 27 Network Identification Products
23-60 30 27 11 Identification Tape
23-60 30 27 14 Identification Mesh
23-60 30 27 17 Mechanical Identification
23-60 30 27 21 Electrical Identification
23-60 50 00 General Purpose Controls
23-60 50 11 Photoelectric Cells
23-60 50 14 Infra Red and Other Remote Controls
23-60 50 17 Hydraulic Controls
23-60 50 21 Pneumatic Controls
23-60 50 24 Electric Controls
23-60 50 27 Digital Controls
23-60 70 00 General Protection for Services
23-60 70 11 Fireproofing for Services
23-60 70 11 11 Fire Dampers
23-60 70 11 14 Diffuser Firestop Flaps
23-60 70 11 17 Fireproofing Gaskets
23-60 70 11 21 Fireproofing Fillers for Threaded Couplings
23-60 70 11 24 Fireproof Pipe Sleeves
23-60 70 14 Smoke Seals for Ductwork
23-60 70 14 11 Smoke Dampers
23-60 70 17 Mechanical Insulation, including Linings
23-60 70 21 Acoustic Insulation
23-60 70 24 Corrosion Proofing
23-60 70 27 Antivibration Mountings
23-60 70 31 Leak Proofing
23-60 95 00 Products for Maintenance of Services
23-60 95 11 Pipe/Drain Clearing/Unblocking Products
23-60 95 14 Leak Repair Products for Pipework
23-60 95 17 De-Scaling Products
23-60 95 21 Lubricants
23-65 00 00 Supply and Distribution of Liquids and Gases
23-65 05 00 Complete Supply, Storage and Distribution Systems
23-65 05 11 Complete Systems for Supply, Storage and Distribution of Liquids
23-65 05 11 11 Water Supply Systems
23-65 05 11 14 Consumable Liquids Supply Systems
23-65 05 11 17 Liquid Fuel Supply Systems
23-65 05 11 21 Liquid Fire Suppression Systems
23-65 05 11 99 Other Liquid Supply Systems
23-65 05 14 Complete Systems for Supply, Storage and Distribution of Gases
23-65 05 14 11 Steam Supply Systems
23-65 05 14 14 Fuel Gas Supply Systems
23-65 05 14 17 Medical Gases Supply Systems
23-65 05 14 21 Gaseous Fire Suppression Systems
23-65 05 14 99 Other Gas Supply Systems
23-65 20 00 Storage Vessels for Supplied Liquids and Gases
23-65 20 11 Storage Vessels for Liquids
23-65 20 11 11 Liquid Storage Components
23-65 20 11 11 11 Overflow Regulators
23-65 20 11 11 14 Fill and Valve Caps
23-65 20 11 11 17 Vents for Liquid Storage Tanks
23-65 20 11 14 Rainwater Tanks
23-65 20 11 17 Supply Water Tanks
23-65 20 11 21 Consumable Liquid Storage Vessels
23-65 20 11 24 Liquid Fuel Storage Vessels
23-65 20 11 24 11 Fuel Oil Pre-Heaters
23-65 20 11 27 Other Liquid Storage Vessels
23-65 20 14 Storage Vessels for Gases
23-65 20 14 11 Vacuum/Pressurized Air Storage Vessels
23-65 20 14 14 Steam Storage Vessels
23-65 20 14 17 Medical Gases Storage Vessels
23-65 20 14 21 Fuel Gas and LPG Storage Vessels
23-65 20 14 24 Other Gas Storage Vessels
23-65 35 00 Heaters for Supplied Liquids
23-65 35 11 Supply Water Heaters
23-65 35 11 11 Storage Water Heaters
23-65 35 11 14 Instantaneous Water Heaters
23-65 35 11 17 Thermodynamic Water Heaters
23-65 35 99 Heaters for Other Supplied Liquids
23-65 50 00 Treatment of Supplied Liquids/Gases
23-65 50 11 Water Treatment
23-65 50 11 11 Water Treatment Components
23-65 50 11 11 11 Water Filters
23-65 50 11 11 14 Water Softeners
23-65 50 11 11 17 Magnetic/Electronic Water Treatment
23-65 50 11 11 21 Sterilizers
23-65 50 11 11 24 Salinators
23-65 50 11 11 27 Chlorinators
23-65 50 11 11 31 Ionizers, Ozone Treatment
23-65 50 11 11 34 Additives for Water Treatment
23-65 50 11 14 Packaged Water Treatment Systems
23-65 50 14 Treatment of Supplied Liquids other than Water
23-65 50 14 11 Fuel Oil Treatment
23-65 50 14 11 11 Additives for Fuel Oil Treatment
23-65 50 17 Supply Gas Treatment
23-65 50 17 11 Steam Treatment
23-65 50 17 14 Fuel Gas Treatment
23-65 50 17 14 11 Gas Filters
23-65 50 17 17 Medical Gas Treatment
23-65 50 17 99 Treatment of Other Gases
23-65 55 00 Distribution of Supplied Liquids/Gases
23-65 55 11 Supply Pumps and Compressors
23-65 55 11 11 Gas Compressors/Vacuum Pumps
23-65 55 14 Valves for Liquid Services
23-65 55 14 11 Inlet/Outlet Valves for Liquid Services
23-65 55 14 11 11 Fill Valves for Liquid Services
23-65 55 14 11 14 Bleeding Valves for Liquid Services
23-65 55 14 11 17 Overflow Valves for Liquid Services
23-65 55 14 14 Isolation Valves for Liquid Services
23-65 55 14 17 Adjusting/Controlling Valves for Liquid Services
23-65 55 14 21 Non-Return Valves for Liquid Services
23-65 55 14 24 Mixing Valves for Liquid Services
23-65 55 17 Valves for Gas Supply Services
23-65 55 17 11 Inlet/Outlet Valves for Gas Supplies
23-65 55 17 11 11 Steam Outlet Valves
23-65 55 17 14 Isolation Valves for Gas Supplies
23-65 55 17 17 Adjusting/Controlling Valves for Gas Supplies
23-65 55 17 21 Non-Return Valves for Gas Supplies
23-65 70 00 Terminals for Supplied Liquids and Gases
23-65 70 11 Fixtures for Supplied Liquids and Gases
23-65 70 11 11 Fixtures for Liquids
23-65 70 11 14 Gas Service Fixtures
23-65 70 14 Fountains
23-65 70 14 11 Drinking Fountains/Coolers
23-65 70 14 11 11 Security Drinking Fountains/Coolers
23-65 70 17 Fire Fighting Terminals
23-65 70 17 11 Fire Fighting Terminal Components
23-65 70 17 11 11 Fire Hydrants
23-65 70 17 11 14 Fire Hose Reels
23-65 70 17 11 17 Fire Hoses
23-65 70 17 11 21 Fire Fighting Gas Terminals
23-65 70 17 11 24 Fire Fighting Sprinkler Heads
23-65 70 17 11 27 Cabinets for Fire Hoses
23-65 70 17 11 31 Fire Fighting Media
23-65 70 17 14 Water Fire Fighting Terminals
23-65 70 17 17 Gaseous Fire Fighting Terminals
23-65 70 17 21 Foam Fire Fighting Terminals
23-65 70 17 24 Powder Fire Fighting Terminals
23-65 70 17 27 Fire Extinguishers
23-70 00 00 Waste Management
23-70 05 00 Complete Waste Handling Systems
23-70 05 11 Complete Solid Waste Handling Systems
23-70 05 14 Complete Liquid Waste Handling Systems
23-70 05 17 Complete Gaseous Waste Handling Systems
23-70 30 00 Solid Waste Handling Products
23-70 30 11 Solid Waste Impelling Equipment
23-70 30 14 Solid Waste Treatment Equipment
23-70 30 14 11 Solid Waste Compactors, Destructors, and Balers
23-70 30 14 14 Solid Waste Crushers
23-70 30 14 17 Solid Waste Pulping Machines
23-70 30 14 21 Solid Waste Shredding Machines
23-70 30 14 24 Pneumatic Waste Equipment
23-70 30 14 27 Incinerators
23-70 30 14 27 11 Solid Waste Incinerators
23-70 30 14 27 14 Packaged Incinerators
23-70 30 14 31 Recycling Equipment
23-70 30 17 Solid Waste Monitoring and Control Equipment
23-70 30 17 11 Solid Waste Metal Detectors
23-70 30 17 14 Solid Waste Detectors for Other Solids
23-70 30 21 Solid Waste Collection and Removal Products
23-70 30 21 11 Complete Solid Waste Removal Systems
23-70 30 21 14 Solid Waste Bins
23-70 30 21 17 Gravity Chute Solid Waste Systems
23-70 30 21 21 Refuse Disposal Chutes
23-70 30 21 21 11 Refuse Hoppers
23-70 30 21 21 14 Refuse Chute Doors
23-70 30 21 21 17 Refuse Chute Decontamination Units
23-70 30 24 Solid Waste Handling Systems
23-70 30 24 11 Refuse Compactors
23-70 30 24 14 Refuse Containers
23-70 30 24 17 Dust Collectors
23-70 50 00 Liquid Waste Handling Services
23-70 50 11 Pumps for Liquid Waste
23-70 50 11 11 Surface Waste Water Pumps
23-70 50 11 14 Sewage and Sludge Pumps
23-70 50 11 14 11 Oil-Water Separators
23-70 50 11 14 14 Packaged Sewage and Sludge Pump Stations
23-70 50 11 14 17 Sewage Ejectors
23-70 50 11 17 Combined Macerator-Pumps
23-70 50 14 Liquid Waste Treatment
23-70 50 14 11 Packaged Sewage Treatment Plants
23-70 50 14 14 General Waste Water Treatment Equipment
23-70 50 14 14 11 Grit Collecting Equipment
23-70 50 14 14 14 Screening and grinding Equipment
23-70 50 14 14 17 Sedimentation Tank Equipment
23-70 50 14 14 21 Scum Removal Equipment
23-70 50 14 14 24 Chemical Equipment
23-70 50 14 14 27 Sludge Handling and Treatment Equipment
23-70 50 14 14 31 Filter Underdrains and Media
23-70 50 14 14 31 11 Filter Bottoms
23-70 50 14 14 31 14 Filter Media
23-70 50 14 14 31 17 Package Filters
23-70 50 14 14 34 Filter Press Equipment
23-70 50 14 14 37 Trickling Filter Equipment
23-70 50 14 17 Other Waste Water Treatment Equipment
23-70 50 14 17 11 Waste Water Compressors
23-70 50 14 17 14 Waste Water Aeration Equipment
23-70 50 14 17 17 Waste Water Oxygenation Systems
23-70 50 14 17 17 11 Waste Water Oxygen Dissolution System
23-70 50 14 17 17 14 Waste Water Oxygen Generators
23-70 50 14 17 17 17 Waste Water Oxygen Storage Facility
23-70 50 14 17 21 Sludge Digestion Equipment
23-70 50 14 17 21 11 Sludge Conditioning Systems
23-70 50 14 17 21 14 Sludge Incinerators
23-70 50 14 17 24 Digester Mixing Equipment
23-70 50 14 17 24 11 Digester Covers and Appurtenances
23-70 50 14 17 24 11 11 Fixed Digester Covers
23-70 50 14 17 24 11 14 Floating Digester Covers
23-70 50 14 17 24 11 17 Gasholder Covers
23-70 50 14 21 Septic Tank Systems
23-70 50 14 21 11 Drainage Field
23-70 50 14 21 14 Grease Interceptor
23-70 50 14 21 17 Sand Filter
23-70 50 14 21 21 Septic Tank
23-70 50 14 21 24 Siphon Tank
23-70 50 14 24 Bacterial Filter Tanks
23-70 50 14 27 Liquid Waste Decanters
23-70 50 14 31 Liquid Waste Separators
23-70 50 14 34 Liquid Waste Ponds and Reservoirs
23-70 50 14 34 11 Sewage Lagoons
23-70 50 14 34 14 Leaching Pits
23-70 50 14 34 17 Cesspools
23-70 50 14 34 21 Liquid Waste Pond Covers
23-70 50 14 34 24 Liquid Waste Pond Liners
23-70 50 14 37 Additives for Treatment of Liquid Waste
23-70 50 14 37 11 Additives for Waste Water and Sewage Treatment
23-70 50 14 37 14 Additives for Residue Treatment
23-70 50 17 Liquid Waste Monitoring and Control
23-70 50 17 11 Detectors of Water Pollution
23-70 50 21 Liquid Waste Collection and Removal
23-70 50 21 11 Subdrainage
23-70 50 21 11 11 Foundation Drainage Piping
23-70 50 21 11 14 Geocomposite Drains
23-70 50 21 11 17 Geotextile Subsurface Drainage Filtration
23-70 50 21 11 21 Pipe Underdrain and Pavement Base Drain
23-70 50 21 11 24 Retaining Wall Drainage Piping
23-70 50 21 11 27 Subgrade Drains
23-70 50 21 11 31 Tunnel Drainage Piping
23-70 50 21 11 34 Underslab Drainage Piping
23-70 50 21 14 Complete Storm Water Drainage Systems
23-70 50 21 14 11 Above-Ground Piped Storm Water Systems
23-70 50 21 14 14 Underground Piped Storm Water Systems
23-70 50 21 14 17 Surface Water Drainage Systems
23-70 50 21 14 17 11 Surface Water Catch Basins, Grates, and Frames
23-70 50 21 14 17 14 Combination Storm Drain and Underdrain Inlets
23-70 50 21 14 17 17 Storm Drainage Manholes, Frames, and Covers
23-70 50 21 14 17 21 Surface Water Retention Chambers
23-70 50 21 14 21 Storm Water Ponds and Reservoirs
23-70 50 21 14 21 11 Surface Water Retention Basins
23-70 50 21 14 21 14 Storm Water Pond Covers
23-70 50 21 14 21 17 Storm Water Pond Liners
23-70 50 21 17 Constructed Wetlands
23-70 50 21 21 Liquid Waste Channels, Gullies, Gratings, Covers
23-70 50 21 24 Waste Water Drains
23-70 50 21 24 11 Roof Waste Water Drains
23-70 50 21 24 14 Deck Waste Water Drains
23-70 50 21 27 Drainage Pipes, Couplings, Collectors
23-70 50 21 31 Pipework Access Fittings
23-70 50 21 34 French Drain
23-70 50 21 37 Valves for Removal Systems
23-70 50 21 37 11 Air Inlet Valves for Removal Systems
23-70 50 21 37 14 Non-Return Valves for Removal Systems
23-70 50 24 Rainwater Removal
23-70 50 24 11 Roof Gutters/Eavestroughs
23-70 50 24 14 Downspouts
23-70 50 24 14 11 Mechanical Fasteners for Downspouts
23-70 50 24 14 14 Downspout Strainers
23-70 50 24 17 Siphonic Drains
23-70 70 00 Gaseous Waste Handling Services
23-70 70 11 Gaseous Waste Impelling Equipment
23-70 70 11 11 Flue Booster Fans
23-70 70 11 14 Flue Dilution Fans
23-70 70 11 17 Fume Extractor Fans
23-70 70 14 Gaseous Waste Treatment
23-70 70 14 11 Flue Gas Purifiers
23-70 70 17 Gaseous Waste Monitoring and Control
23-70 70 17 11 Air Pollution Detectors
23-70 70 17 14 Flue Gas Analyzers
23-70 70 21 Gaseous Waste Removal
23-70 70 21 11 Complete Gaseous Waste Handling Systems
23-70 70 21 14 Complete Flue and Chimney Systems
23-70 70 21 14 11 Gas Vents
23-70 70 21 14 14 Fabricated Stacks
23-70 70 21 14 17 Fabricated Breechings and Accessories
23-70 70 21 14 21 Insulated Sectional Chimneys
23-70 70 21 17 Flue and Chimney Systems Components
23-70 70 21 17 11 Draft Control Devices
23-70 70 21 17 14 Fireplace Lintels
23-70 70 21 17 17 Flue Linings
23-70 70 21 17 21 Flue Caps, Cowls
23-70 70 21 17 24 Access Panels for Chimneys
23-70 70 21 17 27 Dampers for Chimneys
23-70 70 21 17 31 Fire Shutter Extinguishers
23-75 00 00 Climate Control (HVAC)
23-75 05 00 Complete Climate Control Systems
23-75 05 11 Complete Heating Systems
23-75 05 14 Complete Cooling Systems
23-75 05 17 Complete Mechanical Ventilation Systems
23-75 05 21 Complete Air-Conditioning Systems
23-75 10 00 Transformation and Conversion of Energy
23-75 10 11 Central Heat Generators
23-75 10 11 11 Central Heat Generator Components
23-75 10 11 11 11 Central Heat Generator Joint Fillers and Sealants
23-75 10 11 11 14 Thermal Liquid
23-75 10 11 14 Hot Water Heat Generators
23-75 10 11 14 11 Cast-Iron Boilers
23-75 10 11 14 14 Condensing Boilers
23-75 10 11 14 17 Finned Water-Tube Boilers
23-75 10 11 14 21 Firebox Heating Boilers
23-75 10 11 14 24 Flexible Water-Tube Boilers
23-75 10 11 14 27 Pulse Combustion Boilers
23-75 10 11 14 31 Scotch Marine Boilers
23-75 10 11 14 34 Steel Water-Tube Boilers
23-75 10 11 17 Warm Air Heat Generators
23-75 10 11 17 11 Furnaces
23-75 10 11 17 11 11 Electric-Resistance Furnaces
23-75 10 11 17 11 14 Fuel-Fired Furnaces
23-75 10 11 21 Steam Heat Generators
23-75 10 11 24 Heat Generators, Thermal Liquid
23-75 10 11 27 Fuel Burners
23-75 10 11 27 11 Fuel Oil Filters
23-75 10 11 27 14 Nozzles
23-75 10 11 27 17 Burner Controls
23-75 10 11 31 Solid Fuel Transport and Handling Equipment
23-75 10 11 34 Fuel Gas Heat Recovery Devices
23-75 10 14 Independent Electric Heating Units
23-75 10 14 11 Electric Convectors
23-75 10 14 11 11 Static Convectors
23-75 10 14 11 14 Fan Convectors
23-75 10 14 14 Electric Radiators
23-75 10 14 14 11 Storage Heaters
23-75 10 14 14 14 Infrared Radiators/Plates
23-75 10 14 14 17 Ultraviolet Radiators
23-75 10 14 14 21 Electric Heated Towel Bars
23-75 10 14 14 24 Electric Heated Ceiling Panels
23-75 10 14 14 27 Portable Radiators
23-75 10 14 17 Electric Surface Heating Products
23-75 10 14 17 11 Heating Sheets for Walls and Ceilings
23-75 10 14 17 14 Heating Sheets for Glazing
23-75 10 14 17 17 Pipe Heating Tapes/Cable Heating Trace
23-75 10 14 21 Embedded Electric Heating Appliances
23-75 10 14 21 11 Heating Sheets
23-75 10 14 21 14 Heating Cables
23-75 10 17 Non-Electric Local Heating Units
23-75 10 17 11 Non-Electric Stoves
23-75 10 17 14 Fuel-Fired Heaters
23-75 10 17 14 11 Fuel-Fired Duct Heaters
23-75 10 17 14 14 Fuel-Fired Radiant Heaters
23-75 10 17 14 17 Fuel-Fired Unit Heaters
23-75 10 17 14 21 Fuel-Fired Air Heaters
23-75 10 17 14 24 Fuel-Fired Domestic Heaters
23-75 10 17 17 Combined Heating/Cooking Units
23-75 10 17 17 11 Heat Pumps, Heating Function
23-75 10 17 17 14 Heat Pumps, Cooling Function
23-75 10 17 17 17 Heat Pumps, Heating-Cooling Function
23-75 10 21 Heat Pumps
23-75 10 21 11 Air-Source Heat Pumps
23-75 10 21 14 Rooftop Heat Pumps
23-75 10 21 17 Water-Source Heat Pumps
23-75 10 24 Cooling and Freeze Plant
23-75 10 24 11 Chilled Water Plant
23-75 10 24 14 Refrigeration Plant
23-75 10 24 17 Cold Room Plant
23-75 10 24 21 Cooling and Freeze Components
23-75 10 24 21 11 Refrigerant Condensing Units
23-75 10 24 21 11 11 Packaged Refrigerant Condensing Coils and Fan Units
23-75 10 24 21 11 14 Refrigerant Condensing Coils
23-75 10 24 21 14 Refrigerant Evaporators
23-75 10 24 21 17 Refrigerant Compressors
23-75 10 24 21 17 11 Centrifugal Refrigerant Compressors
23-75 10 24 21 17 14 Reciprocating Refrigerant Compressors
23-75 10 24 21 17 17 Rotary-Screw Refrigerant Compressors
23-75 10 24 21 21 Packaged Water Chillers
23-75 10 24 21 21 11 Absorption Water Chillers
23-75 10 24 21 21 14 Centrifugal Water Chillers
23-75 10 24 21 21 17 Reciprocating Water Chillers
23-75 10 24 21 21 21 Rotary-Screw Water Chillers
23-75 10 24 21 24 Liquid Coolers and Evaporative Condensers
23-75 10 24 21 27 Unitary Air Conditioning Equipment
23-75 10 24 21 27 11 Packaged Air Conditioners
23-75 10 24 21 27 14 Packaged Rooftop Air Conditioning Units
23-75 10 24 21 27 17 Packaged Rooftop Make-Up Air Conditioning Units
23-75 10 24 21 27 21 Packaged Terminal Air Conditioning Units
23-75 10 24 21 27 24 Room Air Conditioners
23-75 10 24 21 27 27 Split System Air Conditioning Units
23-75 10 24 21 31 Cooling/Freeze Plant Accessories
23-75 10 24 21 31 11 Refrigerant Liquid
23-75 10 27 Solar Collectors
23-75 10 27 11 Solar Collectors, Complete Systems
23-75 10 27 11 11 Packaged Solar Equipment
23-75 10 27 14 Solar Collector Components
23-75 10 27 14 11 Solar Absorber Plates or Tubing
23-75 10 27 14 14 Solar Coatings and Surface Treatment
23-75 10 27 14 17 Solar Collector Insulation
23-75 10 27 14 21 Solar Glazing
23-75 10 27 14 24 Solar Housing and Framing
23-75 10 27 14 27 Solar Reflectors
23-75 10 27 17 Solar Collector Units
23-75 10 27 17 11 Solar Flat Plate Collectors
23-75 10 27 17 14 Solar Concentrating Collectors
23-75 10 27 17 17 Solar Vacuum Tube Collectors
23-75 10 27 17 21 Heat Exchangers, Tubular
23-75 10 27 17 24 Heat Exchangers, Plate
23-75 10 27 17 27 Heat Exchangers, Rotary
23-75 10 27 21 Photovoltaic Collectors
23-75 10 31 Wind Energy Equipment
23-75 10 34 Energy Recovery Equipment
23-75 10 34 11 Energy Storage Tanks
23-75 10 34 14 Heat Pipe
23-75 10 34 17 Heat Wheels
23-75 10 34 21 Heat Exchangers for Ventilation Air
23-75 10 37 Cooling Towers
23-75 10 37 11 Mechanical-Draft Cooling Towers
23-75 10 37 14 Natural-Draft Cooling Towers
23-75 35 00 Impelling Equipment
23-75 35 11 Air Injectors/Ejectors
23-75 35 14 Air Handling Units
23-75 35 14 11 Built-Up Indoor Air Handling Units
23-75 35 14 14 Customized Rooftop Air Handling Units
23-75 35 14 17 Modular Indoor Air Handling Units
23-75 35 14 21 Modular Rooftop Air Handling Units
23-75 35 17 Fans
23-75 35 17 11 Fans for Air Ductwork
23-75 35 17 14 Fans, Single Units
23-75 35 17 17 Room Air Circulation Fans
23-75 35 17 17 11 Ceiling Fans
23-75 35 17 21 Air Curtains
23-75 35 17 24 Axial Fans
23-75 35 17 27 Centrifugal Fans
23-75 35 21 Extractors
23-75 35 21 11 Emergency Smoke Extractors
23-75 35 21 14 Extractors for Process Air
23-75 35 21 17 Industrial Ventilating Equipment
23-75 35 21 21 Power Ventilators
23-75 50 00 Energy Treatment
23-75 50 11 Treatment of Circulation Liquids
23-75 50 11 11 Liquid Treatment Components
23-75 50 11 11 11 Additives for Circulation Water
23-75 50 11 14 Feedwater Equipment
23-75 50 11 14 11 Boiler Feedwater Pumps
23-75 50 11 14 14 Deaerators
23-75 50 11 14 17 Packaged Deaerator and Feedwater Equipment
23-75 50 14 Steam Treatment
23-75 50 14 11 Steam Dryers
23-75 50 17 Supply Air Treatment
23-75 50 17 11 Air Filters
23-75 50 17 11 11 Air Filter Components
23-75 50 17 11 11 11 Air Filter Media
23-75 50 17 11 14 High-Efficiency Air Filters
23-75 50 17 11 17 ULPA Filters
23-75 50 17 11 21 HEPA Filters
23-75 50 17 14 Dust Collectors
23-75 50 17 17 Electronic Air Cleaners
23-75 50 17 21 Air Humidifiers
23-75 50 17 24 Dehumidifiers
23-75 50 17 24 11 Swimming Pool Dehumidification Units
23-75 50 17 27 Air Fresheners
23-75 50 17 31 Clean Room Air Treatment
23-75 50 17 34 Air Treatment Components
23-75 50 17 34 11 Air Deodorization Products
23-75 50 17 34 14 Moisture Absorbents
23-75 65 00 Monitoring and Control Equipment
23-75 65 11 Monitoring and Control of Internal Climate
23-75 65 11 11 Heating Controllers
23-75 65 11 14 Heating Programmers
23-75 65 11 17 Heating Optimizers/Economizers
23-75 65 14 Industrial Plant Performance Controls
23-75 65 14 11 Industrial Plant Performance Control Components
23-75 65 14 11 11 Gage Glasses
23-75 65 14 11 14 Bull's Eyes
23-75 65 14 14 Centralized Plant Controls
23-75 65 14 14 11 Temperature Controls
23-75 65 14 14 14 Pressure Controls
23-75 65 14 14 17 Flow Controls
23-75 65 14 14 21 Concentration Controls
23-75 65 14 17 Control and Monitoring Boards/Panels
23-75 70 00 HVAC Distribution Devices
23-75 70 11 Circulation Pipe Fittings
23-75 70 11 11 Distribution Collectors
23-75 70 11 14 Expansion Vessels
23-75 70 11 14 11 Air Ducts
23-75 70 11 14 14 Dampers for Air Ductwork
23-75 70 11 14 17 Fire Shutters for Air Ductwork
23-75 70 11 14 21 Guide Vanes
23-75 70 11 14 24 Air Mixers
23-75 70 11 14 27 Sound Attenuators
23-75 70 14 Air Ductwork
23-75 70 14 11 Access Fittings for Air Ductwork
23-75 70 14 14 Couplings for Air Ductwork
23-75 70 14 17 Hangers and Supports, Mechanical Fasteners for Air Ductwork
23-75 70 14 21 Fibrous Glass Ducts
23-75 70 14 24 Flexible Ducts
23-75 70 14 27 Glass-Fiber-Reinforced Plastic Ducts
23-75 70 14 31 Metal Ducts
23-75 70 14 34 Air Duct Accessories
23-75 70 17 Water Heated and Cooled Terminal Heating and Cooling Units
23-75 70 17 11 Radiators
23-75 70 17 14 Convectors
23-75 70 17 17 Radiation Panels
23-75 70 17 21 Embedded Water Heating Terminals
23-75 70 17 24 Finned-Tube Radiation
23-75 70 17 27 Fan Coil Units
23-75 70 17 31 Induction Units
23-75 70 17 34 Unit Heaters
23-75 70 17 37 Unit Ventilators
23-75 70 17 41 Water Heated Towel Bars
23-75 70 21 Terminals for Air
23-75 70 21 11 Supports, Mechanical Fasteners
23-75 70 21 14 Coil Units
23-75 70 21 17 Air Curtains
23-75 70 21 21 Local Air-Conditioning Units
23-75 70 21 24 Air Terminal Units
23-75 70 21 24 11 Constant Volume Air Terminal Units
23-75 70 21 24 14 Variable Volume Air Terminal Units
23-75 70 21 27 Air Outlets and Inlets
23-75 70 21 27 11 Diffusers, Registers, and Grilles
23-75 70 21 27 14 Gravity Ventilators
23-75 70 21 27 17 Intake and Relief Ventilators
23-75 70 21 27 21 Penthouse Ventilators
23-75 70 21 31 Exhaust Terminals
23-75 85 00 Plant and Service Test Equipment
23-75 85 11 HVAC Instrumentation
23-75 85 14 Plant and Service Controls
23-75 85 14 11 Electric and Electronic Controls
23-75 85 14 14 Pneumatic Controls
23-75 85 14 17 Pneumatic and Electric Controls
23-75 85 14 21 Self-Powered Controls
23-75 85 14 24 Building System Controls
23-75 85 17 Sequence of Operation
23-75 85 21 Heating Control and Test Equipment
23-75 85 24 Combustion Control and Fume Analysis
23-80 00 00 Electric Power and Lighting
23-80 05 00 Complete Electric Power and Lighting Systems
23-80 10 00 Generation and Transformation Equipment
23-80 10 11 Electrical Generators
23-80 10 11 11 Electrical Generators, Single Units
23-80 10 11 11 11 Engine Generators
23-80 10 11 11 14 Motor Generators
23-80 10 11 14 Driven Electrical Generator Sets
23-80 10 11 14 11 Driving Units
23-80 10 11 14 14 Electricity Generation Units
23-80 10 11 17 Frequency Changers
23-80 10 11 21 Rotary Converters
23-80 10 11 24 Rotary Uninterruptible Power Units
23-80 10 14 Transformers
23-80 10 14 11 Power Transformers
23-80 10 14 14 Current Transformers
23-80 10 14 17 Safety Transformers
23-80 10 14 21 Transformer Accessories
23-80 10 14 21 11 Transformer Commutators
23-80 10 14 21 14 Transformer Ballasts
23-80 10 17 Static Power Converters
23-80 10 17 11 Static Rectifiers
23-80 10 17 14 Ondulators
23-80 10 17 17 Combined Converter Sets
23-80 10 17 21 Battery Chargers
23-80 10 17 24 Direct Current (DC) Drive Controllers
23-80 10 17 27 Slip Controllers
23-80 10 17 31 Static Frequency Converters
23-80 10 17 34 Static Uninterruptible Power Supplies
23-80 10 17 37 Variable Frequency Controllers
23-80 10 21 Electric Motors
23-80 10 21 11 Direct Current (DC) Motors
23-80 10 21 14 Alternating Current (AC) Motors
23-80 10 24 Power Storage
23-80 10 24 11 Batteries
23-80 10 24 11 11 Battery Racks
23-80 10 24 11 14 Central Battery Equipment
23-80 10 24 14 Battery Chargers
23-80 10 24 17 Uninterrupted Power Supply (UPS) Units
23-80 25 00 Measuring and Recording Devices
23-80 25 11 Electrical Meters
23-80 25 11 11 Power Meters
23-80 25 11 14 Voltage Meters
23-80 25 11 17 Resistance Meters
23-80 25 11 21 Frequency Meters
23-80 25 11 24 Multi-Meters
23-80 25 14 Electrical Energy Recording Devices
23-80 25 14 11 Watt-Hour Recorders (Electricity Usage Meters)
23-80 30 00 Distribution Devices
23-80 30 11 Power Supply Devices
23-80 30 11 11 Main Switches
23-80 30 11 14 Inverters
23-80 30 11 17 Distribution Boards and Control Panels
23-80 30 11 21 Photoelectric Cells
23-80 30 14 Power Distribution
23-80 30 14 11 Conductors and Cables
23-80 30 14 14 Busbars
23-80 30 14 17 Conductor Rails
23-80 30 14 21 Conductor Couplings
23-80 30 14 24 Junction Boxes
23-80 30 14 27 Electrical Insulation
23-80 30 14 31 Support Wires
23-80 30 14 34 Conductor Mechanical Fasteners
23-80 30 17 Conduit, Wireways, and Ducts
23-80 30 17 11 Conduits
23-80 30 17 14 Wireways
23-80 30 17 17 Cable Trays and Horizontal Racks
23-80 30 17 21 Cable Reels
23-80 30 17 24 Mechanical Fasteners for Conduits and Trunking
23-80 30 24 Switchgear
23-80 30 24 11 Mechanical Switchgear
23-80 30 24 14 Electronic Switchgear
23-80 30 24 17 Remote Control Switchgear
23-80 30 24 21 Time Switchgear
23-80 30 27 Variable Power or Resistance Appliances
23-80 30 27 11 Commutators
23-80 30 27 14 Rheostats
23-80 30 27 17 Dimmers
23-80 30 27 21 Speed Controllers
23-80 30 31 Relays
23-80 30 34 Contactors
23-80 40 00 Electric Power Protection Devices
23-80 40 11 Earth Connection Electrodes
23-80 40 14 Circuit Breakers
23-80 40 14 11 Automatic Overload Circuit Breakers
23-80 40 14 14 Ground Fault Intercept (GFI) Circuit Breakers
23-80 40 14 17 Earth Leakage Circuit Breakers
23-80 40 14 21 Fuses
23-80 40 17 Load Shedding Relays
23-80 40 21 Lightning Protection
23-80 45 00 Electric Power Treatment Devices
23-80 45 11 Capacitors
23-80 45 11 11 Capacitors
23-80 45 11 14 Power Factor Controls (Cosinus Phi)
23-80 45 14 Harmonic Control Devices
23-80 45 14 11 Electric Interference Suppressor Filters
23-80 50 00 Terminals for Power Supply
23-80 50 11 Switches and Receptacles
23-80 50 11 11 Receptacle Terminal Units
23-80 50 11 14 Switches
23-80 50 11 17 Ground Fault Receptacles
23-80 50 11 21 Extension Cords
23-80 50 11 24 Accessories for Receptacles
23-80 50 11 24 11 Telltale Lamps
23-80 50 11 24 14 Receptacle Protectors
23-80 50 11 24 17 Adapters
23-80 50 14 Plug Connectors
23-80 70 00 Lighting
23-80 70 11 Luminaries for Internal Lighting
23-80 70 11 11 General Luminaries, Non Directional
23-80 70 11 14 General Luminaries, Directional
23-80 70 11 14 11 Downlights
23-80 70 11 14 14 Uplights
23-80 70 11 14 17 Direct/Indirect
23-80 70 11 14 21 Spots and Tracklight Specialties
23-80 70 11 17 Specialized Lighting by Location or Use
23-80 70 11 21 Emergency Lighting
23-80 70 11 24 Fiber Optic Lighting
23-80 70 14 Luminaries for External Lighting
23-80 70 14 11 Amenity Lighting
23-80 70 14 11 11 Lighting Bollards
23-80 70 14 11 14 Post-Top Lighting
23-80 70 14 11 17 Wall or Ceiling Mounted External Lighting
23-80 70 14 11 21 Buried Uplights
23-80 70 14 14 Exterior Floodlights
23-80 70 14 17 Exterior Spotlights
23-80 70 14 21 Street and Roadway Lighting
23-80 70 14 24 Aircraft Paving Lighting
23-80 70 14 27 Security Lighting
23-80 70 17 Communication Lighting Specialties
23-80 70 17 11 Emergency Signs
23-80 70 17 14 Illuminated Signs/Boards
23-80 70 17 17 Publicity Lighting
23-80 70 17 21 Lasers
23-80 70 21 Lamps
23-80 70 21 11 Halogen Lamps
23-80 70 21 14 Incandescent Lamps
23-80 70 21 17 Discharge Lamps
23-80 70 21 17 11 Fluorescent Lamps
23-80 70 21 17 14 Compact Fluorescent Lamps
23-80 70 21 17 17 Sodium Vapor Lamps
23-80 70 21 17 21 High Pressure Discharge Lamps
23-80 70 21 99 Other Lamps
23-80 70 24 Accessories for Lighting
23-80 70 24 11 Lampholders
23-80 70 24 14 Lighting Diffusers
23-80 70 24 17 Ballast for Fluorescent Lamps
23-80 70 24 21 Lighting Tracks
23-80 70 24 24 Lampshades
23-80 70 27 Gas Lighting
23-85 00 00 Information and Communication
23-85 05 00 Complete Information Systems
23-85 05 11 Complete Audio Information Systems
23-85 05 11 11 Complete Audio Systems
23-85 05 11 14 Complete Sound Signal Systems
23-85 05 11 17 Complete Public Address Systems
23-85 05 11 21 Complete Paging Systems
23-85 05 14 Complete Visual Information Systems
23-85 05 14 11 Complete Centralized Time Distribution
23-85 05 14 14 Complete News Tray Systems
23-85 05 14 17 Complete Projection Systems
23-85 05 14 21 Complete Visual Signaling
23-85 05 14 21 11 Mechanical Signals
23-85 05 17 Complete Audio-Visual Systems
23-85 05 17 11 Broadcasting Equipment
23-85 05 17 11 11 Television Broadcasting Equipment
23-85 05 17 11 14 Multimedia Broadcasting Equipment
23-85 05 17 11 17 Broadcasting Light Signals
23-85 10 00 General Information Systems
23-85 10 11 Audio Information, Sound Signals
23-85 10 11 11 Sound and Signal Devices
23-85 10 11 11 11 Bells, Carillons, Single Units
23-85 10 11 11 14 Sirens
23-85 10 11 11 17 Aerials
23-85 10 11 11 21 Speakers
23-85 10 11 14 Audio Equipment
23-85 10 11 14 11 Audio Recorders
23-85 10 11 14 14 Sound Reinforcement
23-85 10 11 14 14 11 Microphones
23-85 10 11 14 14 14 Loudspeakers
23-85 10 11 14 14 17 Sound Amplifiers
23-85 10 11 14 14 21 Audio Equalizers
23-85 10 11 14 17 Headphones
23-85 10 11 14 21 Audio Reproducing Units
23-85 10 11 14 24 Audio Information Accessories
23-85 10 14 Visual Information Systems
23-85 10 14 11 Cameras
23-85 10 14 11 11 Analog Cameras
23-85 10 14 11 14 Digital Cameras
23-85 10 14 14 Slide Projectors
23-85 10 14 17 Overhead Projectors
23-85 10 14 21 Presentation Systems
23-85 10 14 24 Video Monitors
23-85 10 14 24 11 Cathode Ray Tube (CRT) Video Monitors
23-85 10 14 24 14 Liquid Crystal Display (LCD) Video Monitors
23-85 10 14 24 17 Plasma Video Monitors
23-85 10 14 27 Video Walls
23-85 10 14 31 Projection Screens
23-85 10 17 Audio-Visual Systems
23-85 10 17 11 Audio-Visual System Components
23-85 10 17 11 11 Broadcasting Receiving Equipment
23-85 10 17 11 14 Audio-Visual Recorders (Cam-Corders)
23-85 10 17 11 17 Film Projectors
23-85 10 17 11 21 Data/Multi/Media Projectors
23-85 10 17 11 24 Video Reproduction
23-85 30 00 Safety and Security Information Systems
23-85 30 11 Access Controls
23-85 30 11 11 Access Control and Counting Systems
23-85 30 11 14 Centralized Code Reading Systems
23-85 30 11 17 Electronic Key Systems
23-85 30 11 21 Pressure Mats
23-85 30 11 24 Micro-Switch Contacts for Doors and Windows
23-85 30 11 27 Door Answering
23-85 30 11 31 Security Access
23-85 30 14 Presence Detection/Registration
23-85 30 14 11 Clocking-In and Recording
23-85 30 14 14 Movement/Vibration Detection
23-85 30 14 17 Break-Glass Detection
23-85 30 14 21 Surveillance Mirrors
23-85 30 14 24 Manual Alert Control
23-85 30 14 27 Microwave Detectors
23-85 30 14 31 Infra-Red Radiation Detectors
23-85 30 14 34 Door Bells, Buzzers
23-85 30 17 Closed Circuit Guarding Systems
23-85 30 17 11 Closed Circuit TV Systems
23-85 30 17 14 Video Surveillance
23-85 30 17 17 Closed Circuit Television Recorders
23-85 30 17 17 11 Analog Closed Circuit Television Recorders
23-85 30 17 17 14 Digital Closed Circuit Television Recorders
23-85 30 21 Environmental Detection/Registration
23-85 30 21 11 Fire Detection, Monitoring and Alarm
23-85 30 21 11 11 Fire/Smoke Detectors
23-85 30 21 11 11 11 Smoke Detectors
23-85 30 21 11 11 14 Inonization Detectors
23-85 30 21 11 11 17 Temperature Monitors
23-85 30 21 11 14 Alarm Panels
23-85 30 21 11 17 Other Components
23-85 30 21 14 Concentration Detection Components
23-85 30 21 14 11 Concentration Detection Bells and Sounders
23-85 30 21 14 14 Concentration Detection Alarm Glasses
23-85 30 21 14 99 Other Concentration Detection Components
23-85 30 24 Emergency Call Systems
23-85 30 24 11 Call Systems for the Disabled
23-85 30 24 14 Nurse Call Systems
23-85 30 27 Built-In Failure Detection
23-85 30 27 11 Infiltration Detection
23-85 30 27 14 Service Leak Detection
23-85 30 27 14 11 Gas Leak Detection Agents
23-85 30 27 14 14 Water Leak Detection
23-85 50 00 Communication Systems
23-85 50 11 Communication Circuits
23-85 50 14 Telephone and Intercommunication Equipment
23-85 50 14 11 Single Line Telephone Systems
23-85 50 14 14 Multiple Line Telephone Systems
23-85 50 14 17 Telephone Equipment
23-85 50 14 21 Intercommunication Equipment
23-85 50 17 Communication and Data Processing Equipment
23-85 50 17 11 Computer Network Equipment
23-85 50 17 11 11 Computer Servers
23-85 50 17 11 14 Network Switchers
23-85 50 17 11 17 Network Routers
23-85 50 21 Cable Transmission and Reception Equipment
23-85 50 21 11 Cable Transmission and Reception Amplifiers
23-85 50 21 14 Cable Transmission and Reception Modulators
23-85 50 21 17 Cable Transmission and Reception Control Equipment
23-85 50 24 Broadcast Transmission and Reception Equipment
23-85 50 24 11 Broadcast Transmitters
23-85 50 24 14 Broadcast Antennas
23-85 50 24 17 Broadcast Amplifiers
23-85 50 24 21 Broadcast Control Equipment
23-85 50 27 Microwave Transmission and Reception Equipment
23-85 50 27 11 Microwave Transmitters
23-85 50 27 14 Microwave Antennas
23-85 50 27 17 Satellite Dishes
23-85 50 27 21 Microwave Amplifiers
23-85 50 27 24 Microwave Receivers
23-85 50 31 Intercom Systems
23-85 50 31 11 Door Entry Telephones
23-85 50 99 Other Communications Systems
23-85 50 99 11 Videophone Systems
23-85 50 99 14 Conference Systems
23-85 50 99 17 Breakdown Call Systems
23-85 80 00 Building Automation and Control
23-85 80 11 Building Controls
23-85 80 11 11 Clock Controls
23-85 80 11 14 Door Controls
23-85 80 11 17 Elevator Monitoring and Controls
23-85 80 11 21 Energy Monitoring and Controls
23-85 80 11 24 Environmental Controls
23-85 80 11 27 Lighting Controls

## 10-План
Job Number | Description | FloorReplacesID | SpaceReplacesID | ComponentReplacesID | SystemReplacesID | Job Category | Resources | Time to Complete (minutes) | Job Number (if sequence) | Prior Number (if sequence)
1 | П10 Подготовительный этап строительства |  |  |  | Строительная площадка |  |  | 0 | 0 | 0
2 | П10-1 разработка проекта производства работ и ознакомление с ним сотрудников; |  |  |  | Строительная площадка |  |  | 0 | 0 | 0
3 | П10-3 согласование с местной администрацией и заинтересованными организациями сроков и способов организации строительной площадки, а также ведения работ; |  |  |  | Строительная площадка |  |  | 0 | 0 | 0
4 | П10-3 согласование с местной администрацией и заинтересованными организациями сроков и способов организации строительной площадки, а также ведения работ; |  |  |  | Строительная площадка |  |  | 0 | 0 | 0
5 | П10-4 получение разрешения владельца инженерных сетей, проходящих в зоне строительной площадки на производство и способ производства строительных работ; |  |  |  | Строительная площадка |  |  | 0 | 0 | 0
6 | П10-5 передача подрядчику разрешения соответствующей организации на пользование энергоресурсами (особо - электроэнергией); |  |  |  | Строительная площадка |  |  | 0 | 0 | 0
7 | П10-6 создание геодезической разбивочной основы для строительства; |  |  |  | Строительная площадка |  |  | 0 | 0 | 0
8 | П10-7 расчистка и планировка стройплощадки; |  |  |  | Строительная площадка |  |  | 0 | 0 | 0
9 | П10-8 устройство ограждения строительной площадки; |  |  |  | Строительная площадка |  |  | 0 | 0 | 0
10 | П10-9 устройство бытового городка; |  |  |  | Строительная площадка
11 | П10-8 устройство ограждения строительной площадки; |  |  |  | Строительная площадка
12 | П10-9 устройство бытового городка; |  |  |  | Строительная площадка
13 | П10-10 создание общеплощадочного складского хозяйства; |  |  |  | Строительная площадка
14 | П10-11 устройство временных сетей водоснабжения и электроснабжения для обеспечения нужд строительства; |  |  |  | Строительная площадка
15 | П10-12 устройство подъездных дорог; |  |  |  | Строительная площадка
16 | П10-13 выполнение мер пожарной безопасности; |  |  |  | Строительная площадка
17 | П10-14 обучение и инструктаж работников по вопросам безопасности труда. |  |  |  | Строительная площадка
18 | О-100 Основной этап строительства |  |  |  | Основание и фундаменты
19 | О-100-10 работы по устройству «нулевого цикла» жилого дома: | 1,Паркинг |  |  | Основание и фундаменты
20 | О-100-11 отрывка котлована при помощи экскаватора до отметки низа фундаментной плиты жилого дома; | 1,Паркинг |  |  | Основание и фундаменты
21 | О-100-12 прокладка наружных инженерных сетей; | 1,Паркинг |  |  | Основание и фундаменты
22 | О-100-13 устройство плиты основания; | 1,Паркинг |  |  | Основание и фундаменты
23 | О-100-14 установка башенных кранов; | 1,Паркинг |  |  | Основание и фундаменты
24 | О-100-15 устройство монолитных железобетонных конструкций стен подземной части жилого дома; | 1,Паркинг |  |  | Основание и фундаменты
25 | О-100-16 устройство монолитных перекрытий подвала на участке возведения жилого дома; | 1,Паркинг |  |  | Основание и фундаменты
26 | О-100-20 строительно-монтажные работы надземной части жилого дома: |  |  |  | Строительная площадка
27 | О-100-20-10 установка опалубки и арматуры стен, лестничных клеток типового-го этажа, укладка бетона в опалубку; | 2,1 этаж |  |  | Строительная площадка
28 | О-100-20-11 установка опалубки и арматуры перекрытия над этажом, укладка бетона в опалубку; | 2,1 этаж |  |  | Строительная площадка
29 | О-100-20-12 монтаж сборных лестничных маршей этажа; | 2,1 этаж |  |  | Строительная площадка
30 | О-100-20-14 выполнение работ по устройству плиты покрытия; | 2,1 этаж |  |  | Строительная площадка
31 | О-100-20-16 кладка наружных стен из кирпича и газобетонных блоков; | 2,1 этаж |  |  | Строительная площадка
32 | О-100-20-18 устройство внутренних перегородок; | 2,1 этаж |  |  | Строительная площадка
33 | О-100-20-19 прокладка внутренних инженерных сетей; | 2,1 этаж |  |  | Строительная площадка
34 | О-100-20-20 выполнение наружных и внутренних отделочных работ; | 2,1 этаж |  |  | Строительная площадка
35 | О-100-20-10 установка опалубки и арматуры стен, лестничных клеток типового-го этажа, укладка бетона в опалубку; | 3,2 этаж |  |  | Строительная площадка
36 | О-100-20-11 установка опалубки и арматуры перекрытия над этажом, укладка бетона в опалубку; | 3,2 этаж |  |  | Строительная площадка
37 | О-100-20-12 монтаж сборных лестничных маршей этажа; | 3,2 этаж |  |  | Строительная площадка
38 | О-100-20-14 выполнение работ по устройству плиты покрытия; | 3,2 этаж |  |  | Строительная площадка
39 | О-100-20-16 кладка наружных стен из кирпича и газобетонных блоков; | 3,2 этаж |  |  | Строительная площадка
40 | О-100-20-18 устройство внутренних перегородок; | 3,2 этаж |  |  | Строительная площадка
41 | О-100-20-19 прокладка внутренних инженерных сетей; | 3,2 этаж |  |  | Строительная площадка
42 | О-100-20-20 выполнение наружных и внутренних отделочных работ; | 3,2 этаж |  |  | Строительная площадка
43 | О-100-20-10 установка опалубки и арматуры стен, лестничных клеток типового-го этажа, укладка бетона в опалубку; | 4,3 этаж |  |  | Строительная площадка
44 | О-100-20-11 установка опалубки и арматуры перекрытия над этажом, укладка бетона в опалубку; | 4,3 этаж |  |  | Строительная площадка
45 | О-100-20-12 монтаж сборных лестничных маршей этажа; | 4,3 этаж |  |  | Строительная площадка
46 | О-100-20-14 выполнение работ по устройству плиты покрытия; | 4,3 этаж |  |  | Строительная площадка
47 | О-100-20-16 кладка наружных стен из кирпича и газобетонных блоков; | 4,3 этаж |  |  | Строительная площадка
48 | О-100-20-18 устройство внутренних перегородок; | 4,3 этаж |  |  | Строительная площадка
49 | О-100-20-19 прокладка внутренних инженерных сетей; | 4,3 этаж |  |  | Строительная площадка
50 | О-100-20-20 выполнение наружных и внутренних отделочных работ; | 4,3 этаж |  |  | Строительная площадка
51 | О-100-20-10 установка опалубки и арматуры стен, лестничных клеток типового-го этажа, укладка бетона в опалубку; | 5,4 этаж |  |  | Строительная площадка
52 | О-100-20-11 установка опалубки и арматуры перекрытия над этажом, укладка бетона в опалубку; | 5,4 этаж |  |  | Строительная площадка
53 | О-100-20-12 монтаж сборных лестничных маршей этажа; | 5,4 этаж |  |  | Строительная площадка
54 | О-100-20-14 выполнение работ по устройству плиты покрытия; | 5,4 этаж |  |  | Строительная площадка
55 | О-100-20-16 кладка наружных стен из кирпича и газобетонных блоков; | 5,4 этаж |  |  | Строительная площадка
56 | О-100-20-18 устройство внутренних перегородок; | 5,4 этаж |  |  | Строительная площадка
57 | О-100-20-19 прокладка внутренних инженерных сетей; | 5,4 этаж |  |  | Строительная площадка
58 | О-100-20-20 выполнение наружных и внутренних отделочных работ; | 5,4 этаж |  |  | Строительная площадка
59 | О-100-20-10 установка опалубки и арматуры стен, лестничных клеток типового-го этажа, укладка бетона в опалубку; | 6,5 этаж |  |  | Строительная площадка
60 | О-100-20-11 установка опалубки и арматуры перекрытия над этажом, укладка бетона в опалубку; | 6,5 этаж |  |  | Строительная площадка
61 | О-100-20-12 монтаж сборных лестничных маршей этажа; | 6,5 этаж |  |  | Строительная площадка
62 | О-100-20-14 выполнение работ по устройству плиты покрытия; | 6,5 этаж |  |  | Строительная площадка
63 | О-100-20-16 кладка наружных стен из кирпича и газобетонных блоков; | 6,5 этаж |  |  | Строительная площадка
64 | О-100-20-18 устройство внутренних перегородок; | 6,5 этаж |  |  | Строительная площадка
65 | О-100-20-19 прокладка внутренних инженерных сетей; | 6,5 этаж |  |  | Строительная площадка
66 | О-100-20-20 выполнение наружных и внутренних отделочных работ; | 6,5 этаж |  |  | Строительная площадка
67 | О-100-20-10 установка опалубки и арматуры стен, лестничных клеток типового-го этажа, укладка бетона в опалубку; | 7,6 этаж |  |  | Строительная площадка
68 | О-100-20-11 установка опалубки и арматуры перекрытия над этажом, укладка бетона в опалубку; | 7,6 этаж |  |  | Строительная площадка
69 | О-100-20-12 монтаж сборных лестничных маршей этажа; | 7,6 этаж |  |  | Строительная площадка
70 | О-100-20-14 выполнение работ по устройству плиты покрытия; | 7,6 этаж |  |  | Строительная площадка
71 | О-100-20-16 кладка наружных стен из кирпича и газобетонных блоков; | 7,6 этаж |  |  | Строительная площадка
72 | О-100-20-18 устройство внутренних перегородок; | 7,6 этаж |  |  | Строительная площадка
73 | О-100-20-19 прокладка внутренних инженерных сетей; | 7,6 этаж |  |  | Строительная площадка
74 | О-100-20-20 выполнение наружных и внутренних отделочных работ; | 7,6 этаж |  |  | Строительная площадка
75 | О-100-20-10 установка опалубки и арматуры стен, лестничных клеток типового-го этажа, укладка бетона в опалубку; | 8,7 этаж |  |  | Строительная площадка
76 | О-100-20-11 установка опалубки и арматуры перекрытия над этажом, укладка бетона в опалубку; | 8,7 этаж |  |  | Строительная площадка
77 | О-100-20-12 монтаж сборных лестничных маршей этажа; | 8,7 этаж |  |  | Строительная площадка
78 | О-100-20-14 выполнение работ по устройству плиты покрытия; | 8,7 этаж |  |  | Строительная площадка
79 | О-100-20-16 кладка наружных стен из кирпича и газобетонных блоков; | 8,7 этаж |  |  | Строительная площадка
80 | О-100-20-18 устройство внутренних перегородок; | 8,7 этаж |  |  | Строительная площадка
81 | О-100-20-19 прокладка внутренних инженерных сетей; | 8,7 этаж |  |  | Строительная площадка
82 | О-100-20-20 выполнение наружных и внутренних отделочных работ; | 8,7 этаж |  |  | Строительная площадка
83 | О-100-20-10 установка опалубки и арматуры стен, лестничных клеток типового-го этажа, укладка бетона в опалубку; | 9,8 этаж |  |  | Строительная площадка
84 | О-100-20-11 установка опалубки и арматуры перекрытия над этажом, укладка бетона в опалубку; | 9,8 этаж |  |  | Строительная площадка
85 | О-100-20-12 монтаж сборных лестничных маршей этажа; | 9,8 этаж |  |  | Строительная площадка
86 | О-100-20-14 выполнение работ по устройству плиты покрытия; | 9,8 этаж |  |  | Строительная площадка
87 | О-100-20-16 кладка наружных стен из кирпича и газобетонных блоков; | 9,8 этаж |  |  | Строительная площадка
88 | О-100-20-18 устройство внутренних перегородок; | 9,8 этаж |  |  | Строительная площадка
89 | О-100-20-19 прокладка внутренних инженерных сетей; | 9,8 этаж |  |  | Строительная площадка
90 | О-100-20-20 выполнение наружных и внутренних отделочных работ; | 9,8 этаж |  |  | Строительная площадка
91 | О-100-20-10 установка опалубки и арматуры стен, лестничных клеток типового-го этажа, укладка бетона в опалубку; | 10,9 этаж |  |  | Строительная площадка
92 | О-100-20-11 установка опалубки и арматуры перекрытия над этажом, укладка бетона в опалубку; | 10,9 этаж |  |  | Строительная площадка
93 | О-100-20-12 монтаж сборных лестничных маршей этажа; | 10,9 этаж |  |  | Строительная площадка
94 | О-100-20-14 выполнение работ по устройству плиты покрытия; | 10,9 этаж |  |  | Строительная площадка
95 | О-100-20-16 кладка наружных стен из кирпича и газобетонных блоков; | 10,9 этаж |  |  | Строительная площадка
96 | О-100-20-18 устройство внутренних перегородок; | 10,9 этаж |  |  | Строительная площадка
97 | О-100-20-19 прокладка внутренних инженерных сетей; | 10,9 этаж |  |  | Строительная площадка
98 | О-100-20-20 выполнение наружных и внутренних отделочных работ; | 10,9 этаж |  |  | Строительная площадка
99 | О-100-20-10 установка опалубки и арматуры стен, лестничных клеток типового-го этажа, укладка бетона в опалубку; | 11,10 этаж |  |  | Строительная площадка
100 | О-100-20-11 установка опалубки и арматуры перекрытия над этажом, укладка бетона в опалубку; | 11,10 этаж |  |  | Строительная площадка
101 | О-100-20-12 монтаж сборных лестничных маршей этажа; | 11,10 этаж |  |  | Строительная площадка
102 | О-100-20-14 выполнение работ по устройству плиты покрытия; | 11,10 этаж |  |  | Строительная площадка
103 | О-100-20-16 кладка наружных стен из кирпича и газобетонных блоков; | 11,10 этаж |  |  | Строительная площадка
104 | О-100-20-18 устройство внутренних перегородок; | 11,10 этаж |  |  | Строительная площадка
105 | О-100-20-19 прокладка внутренних инженерных сетей; | 11,10 этаж |  |  | Строительная площадка
106 | О-100-20-20 выполнение наружных и внутренних отделочных работ; | 11,10 этаж |  |  | Строительная площадка
107 | О-100-20-15 устройство кровельного покрытия; | 12,Кровля |  |  | Строительная площадка
108 | О-100-30 строительство подземной автостоянки (после демонтажа башенных кранов): | 1,Паркинг |  |  | Строительная площадка
109 | О-100-30-10 отрывка котлована при помощи экскаватора до отметки низа фундаментной плиты автостоянки; | 1,Паркинг |  |  | Строительная площадка
110 | О-100-30-11 устройство монолитных железобетонных конструкций стен и колонн подземной автостоянки; | 1,Паркинг |  |  | Строительная площадка
111 | О-100-30-12 устройство монолитного покрытия и кровли автостоянки; | 1,Паркинг |  |  | Строительная площадка
112 | О-100-20-18 устройство внутренних перегородок; | 1,Паркинг |  |  | Строительная площадка
113 | О-100-20-19 прокладка внутренних инженерных сетей; | 1,Паркинг |  |  | Строительная площадка
114 | О-100-20-20 выполнение наружных и внутренних отделочных работ; | 1,Паркинг |  |  | Строительная площадка
115 | О-100-30-13 благоустройство территории. |  |  |  | Строительная площадка

## 11-Документ
DocumentID | ExternalSystemName | ExternalNameID | DocumentName | DocumentDirectoryName | DocumentFileName | DocumentType | CreatedBy | CreatedDate | CreatedTime | ReplacesID | Withdrawn | DocumentIDPick
1 |  |  | План паркинга | АР | 5. План паркинга на отм -4.260 | pdf | 1,Иванов,Иван,ЛАД | 2019-07-05 12:24 | 43651.5165 | 1,АР | No | 1,АР
2 |  |  | План 1 этажа | АР | 7. План на отм 0.000 | pdf | 1,Иванов,Иван,ЛАД | 2019-07-05 12:24 | 43651.5165 | 2,АР | No | 2,АР
3 |  |  | План типового этажа | АР | 9. План типового этажа на отм +3.010 | pdf | 1,Иванов,Иван,ЛАД | 2019-07-05 12:24 | 43651.5165 | 3,АР | No | 3,АР
4 |  |  | Маркировочный план типового этажа | АР | 10. Маркировочный план типового этажа на отм +3.010 | pdf | 1,Иванов,Иван,ЛАД | 2019-07-05 12:24 | 43651.5165 | 4,АР | No | 4,АР
5 |  |  | План кровли | АР | 11. План кровли План на отм +7.900 | pdf | 1,Иванов,Иван,ЛАД | 2019-07-05 12:24 | 43651.5165 | 5,АР | No | 5,АР
6 |  |  | Ведомость оконных и дверных проемов | АР | 14- ФасадА-Р, Р-А-Ведомость оконных и дверных проемов | pdf | 1,Иванов,Иван,ЛАД | 2019-07-05 12:24 | 43651.5165 | 6,АР | No | 6,АР
7 |  |  | Конструкции железобетонные | КЖ | КЖ.1_03.08.2016 | pdf | 1,Иванов,Иван,ЛАД | 2019-07-05 12:24 | 43651.5165 | 7,КЖ | No | 7,КЖ
8 |  |  | Общая поянительная записка | ОПЗ | ОПЗ | doc | 1,Иванов,Иван,ЛАД | 2019-07-05 12:24 | 43651.5165 | 8,ОПЗ | No | 8,ОПЗ

## Зона (hidden)
Name | CreatedBy | CreatedOn | Category | SpaceNames | ExtSystem | ExtObject | ExtIdentifier | Description
Зона 1 | 1,Иванов,Иван,ЛАД | 2019-07-05 12:24 | Пожарная зона | 1 этаж |  |  |  | Зона пожарная 1 этаж
Зона 2 | 2,Петров,Петр,ЛАД | 2019-07-05 12:24 | Пожарная зона | 2 этаж |  |  |  | Зона пожарная 2 этаж

## Тип (hidden)
Name | CreatedBy | CreatedOn | Category | Description | AssetType | Manufacturer | ModelNumber | WarrantyGuarantorParts | WarrantyDurationParts | WarrantyGuarantorLabor | WarrantyDurationLabor | WarrantyDurationUnit | ExtSystem | ExtObject | ExtIdentifier | ReplacementCost | ExpectedLife | DurationUnit | WarrantyDescription | NominalLength | NominalWidth | NominalHeight | ModelReference | Shape | Size | Color | Finish | Grade | Material | Constituents | Features | AccessibilityPerformance | CodePerformance | SustainabilityPerformance
Арматура | 1,Иванов,Иван,ЛАД | 2019-07-05 12:24 | Трубы и фиттинги | [8 empty] | Year |  |  |  | n/a | n/a | Year | n/a | n/a | n/a | n/a | n/a | n/a | n/a | n/a | n/a | n/a | n/a | n/a | n/a | n/a | n/a | n/a
Труба вентиляционная | 1,Иванов,Иван,ЛАД | 2019-07-05 12:24 | Специальные системы водоснабжения | [8 empty] | Year |  |  |  | n/a | n/a | Year | n/a | n/a | n/a | n/a | n/a | n/a | n/a | n/a | n/a | n/a | n/a | n/a | n/a | n/a | n/a | n/a
Воздуховод | 1,Иванов,Иван,ЛАД | 2019-07-05 12:24 | Общие строительные элементы (ОВиК) | [8 empty] | Year |  |  |  | n/a | n/a | Year | n/a | n/a | n/a | n/a | n/a | n/a | n/a | n/a | n/a | n/a | n/a | n/a | n/a | n/a | n/a | n/a
Датчики | 1,Иванов,Иван,ЛАД | 2019-07-05 12:24 | Энергоснабжение | [8 empty] | Year |  |  |  | n/a | n/a | Year | n/a | n/a | n/a | n/a | n/a | n/a | n/a | n/a | n/a | n/a | n/a | n/a | n/a | n/a | n/a | n/a
Насос | 1,Иванов,Иван,ЛАД | 2019-07-05 12:24 | Насосное оборудование | [8 empty] | Year |  |  |  | n/a | n/a | Year | n/a | n/a | n/a | n/a | n/a | n/a | n/a | n/a | n/a | n/a | n/a | n/a | n/a | n/a | n/a | n/a
Лампы | 1,Иванов,Иван,ЛАД | 2019-07-05 12:24 | Освещение - Лампы накаливания | [8 empty] | Year |  |  |  | n/a | n/a | Year | n/a | n/a | n/a | n/a | n/a | n/a | n/a | n/a | n/a | n/a | n/a | n/a | n/a | n/a | n/a | n/a
Бойлер | 1,Иванов,Иван,ЛАД | 2019-07-05 12:24 | Распределение горячей воды | [8 empty] | Year |  |  |  | n/a | n/a | Year | n/a | n/a | n/a | n/a | n/a | n/a | n/a | n/a | n/a | n/a | n/a | n/a | n/a | n/a | n/a | n/a
Оборудование | 1,Иванов,Иван,ЛАД | 2019-07-05 12:24 | Распределение холодной воды | [8 empty] | Year |  |  |  | n/a | n/a | Year | n/a | n/a | n/a | n/a | n/a | n/a | n/a | n/a | n/a | n/a | n/a | n/a | n/a | n/a | n/a | n/a
Мебель | 1,Иванов,Иван,ЛАД | 2019-07-05 12:24 | Мебель | [8 empty] | Year |  |  |  | n/a | n/a | Year | n/a | n/a | n/a | n/a | n/a | n/a | n/a | n/a | n/a | n/a | n/a | n/a | n/a | n/a | n/a | n/a

## 08-Атрибуты (hidden)
AttributeID | AttributeSetType | AttributeReferenceID | SystemID | RegisterID | TransmittalID | InstallationID | SpaceIDList | AttributeName | AttributeDescription | AttributeValue | AttributeUnit | AttributeReference | AttributePriority | CreatedBy | CreatedDate | CreatedTime | ReplacesID | Withdrawn | AttributeIDPick
1 | SingleValue | 1, | 4,Возведение несущих и ограждающих конструкций | 1,Стены | 1, | 2,,Д-3 |  | Площадь стены | Площадь стен | 25 | м2 |  |  | 1,Иванов,Иван,ЛАД | 2019-07-05 12:24 | 43651.5165 | 1, | No | 1,Площадь стены

## 09-Координаты (hidden)
CoordinateID | CoordinateType | FacilityID | FloorID | SpaceID | ComponentID | InstallationID | CoordinateXAxis | CoordinateXAxisUnit | CoordinateYAxis | CoordinateYAxisUnit | CoordinateZAxis | CoordinateZAxisUnit | CreatedBy | CreatedDate | CreatedTime | ReplacesID | Withdrawn
1 | point | 1,Многоквартирный жилой дом | 1,Паркинг | 1-Паркинг/001/Подземная автостоянка | 1,Ст-1 | 1,,ОК-1 |  | мм |  | мм |  | мм | 2,Петров,Петр,ЛАД | 2019-07-05 12:24 | 43651.5165 | 1 | No
2 | point | 1,Многоквартирный жилой дом | 1,Паркинг | 1-Паркинг/001/Подземная автостоянка | 1,Ст-2 | 1,,ОК-2 |  | мм |  | мм |  | мм | 2,Петров,Петр,ЛАД | 2019-07-05 12:24 | 43651.5165 | 1 | No
3 | point | 1,Многоквартирный жилой дом | 1,Паркинг | 1-Паркинг/001/Подземная автостоянка | 1,Ст-3 | 1,,ОК-3 |  | мм |  | мм |  | мм | 2,Петров,Петр,ЛАД | 2019-07-05 12:24 | 43651.5165 | 1 | No
4 | point | 1,Многоквартирный жилой дом | 1,Паркинг | 1-Паркинг/001/Подземная автостоянка | 1,Ст-4 | 1,,ОК-4 |  | мм |  | мм |  | мм | 2,Петров,Петр,ЛАД | 2019-07-05 12:24 | 43651.5165 | 1 | No
5 | point | 1,Многоквартирный жилой дом | 1,Паркинг | 1-Паркинг/001/Подземная автостоянка | 1,Ст-5 | 1,,ОК-5 |  | мм |  | мм |  | мм | 2,Петров,Петр,ЛАД | 2019-07-05 12:24 | 43651.5165 | 1 | No
6 | point | 1,Многоквартирный жилой дом | 1,Паркинг | 1-Паркинг/001/Подземная автостоянка | 1,Ст-6 | 1,,ОК-6 |  | мм |  | мм |  | мм | 2,Петров,Петр,ЛАД | 2019-07-05 12:24 | 43651.5165 | 1 | No
7 | point | 1,Многоквартирный жилой дом | 1,Паркинг | 1-Паркинг/001/Подземная автостоянка | 1,Ст-7 | 1,,ОК-7 |  | мм |  | мм |  | мм | 2,Петров,Петр,ЛАД | 2019-07-05 12:24 | 43651.5165 | 1 | No
8 | point | 1,Многоквартирный жилой дом | 1,Паркинг | 1-Паркинг/001/Подземная автостоянка | 1,Ст-8 | 1,,ОК-8 |  | мм |  | мм |  | мм | 2,Петров,Петр,ЛАД | 2019-07-05 12:24 | 43651.5165 | 1 | No
9 | point | 1,Многоквартирный жилой дом | 1,Паркинг | 1-Паркинг/001/Подземная автостоянка | 1,Ст-9 | 1,,ОК-9 |  | мм |  | мм |  | мм | 2,Петров,Петр,ЛАД | 2019-07-05 12:24 | 43651.5165 | 1 | No
10 | point | 1,Многоквартирный жилой дом | 1,Паркинг | 1-Паркинг/001/Подземная автостоянка | 1,Ст-10 | 1,,ОК-10 |  | мм |  | мм |  | мм | 2,Петров,Петр,ЛАД | 2019-07-05 12:24 | 43651.5165 | 1 | No

## PickLists (hidden)
Assembly-AssemblyType | Category-Connection | Category-Coordinate | Category-Document | Category-Element | Category-Facility | Category-Floor | Category-Impact | Category-Issue | Category-Job | Category-Product | Category-Resource | Category-Role | Category-Space | Category-Spare | Category-Zone | Document-ApprovalBy | Impact-ImpactStage | Issue-Chance | Issue-Impact | Issue-Risk | Job-Status | SheetName | SheetName-Assembly | SheetName-Coordinate | Stage | Type-AssetType | Units-Area | Units-Currency | Units-Duration | Units-Impact | Units-Linear | ZoneType | objAssembly | objAttribute | objAttributeType | objComponent | objConnection | objContact | objCoordinate | objDocument | objFacility | objFloor | objImpact | objIssue | objJob | objProject | objResource | objSite | objSpace | objSpare | objSystem | objType | objWarranty | objZone
Excluded | Control | Point | Certificates | 21-01 00 00 Substructure | 11-11 00 00 Assembly Facility | Floor | Cost | Change | Adjustment | 23-11 00 00 Site Products | Labor | 34-10 00 00 Entrepreneurial Roles | 13-11 00 00 Space Planning Types | Lubricant | Circulation Zone | Owner Approval | Installation | Has Occurred | Very High | Very High | Not Yet Started | Assembly | Attribute | Component | Approved | Fixed | Square Inches | Dollars | As required | Currency | Inches | Circulation Zone | IfcRelAggregates | IfcPropertyObjectReference | BoundedValue | IfcBeam | IfcRelConnectsElements | IfcOrganization | IfcBoundingBox | IfcDocumentInformation | IfcBuilding | IfcBuildingStorey | IfcPropertySet | IfcApproval | IfcProcedure | IfcProject | IfcConstructionProductResource | IfcSite | IfcSpace | IfcConstructionProductResource | IfcSystem | IfcActuatorType | Pset_Warranty | IfcZone
Fixed | Flow | Line-end-one | Client Requirements | 21-01 10 Фундаменты | 11-11 11 00 Convention and Exhibition Facility | Roof | Climate Change | Claim | Calibration | 23-11 11 00 Ground Anchorages | Material | 34-10 11 00 Owner | 13-11 11 00 Planned Work Space | Other | Fire Alarm Zone | Contractor Certified | Maintenance | High | High | High | Started | Attribute | Component | Floor | As Built | Moveable | Square Feet | Euros | Day | Kg CO2e | Feet | Fire Alarm Zone |  | IfcPropertySingleValue | EnumeratedValue | IfcBuildingElementPart |  | IfcPerson | IfcCartesianPoint | IfcDocumentReference |  |  |  | Pset_Risk | IfcTask |  | IfcCrewResource |  |  | ifcConstraint |  | IfcAirTerminalBoxType
Included | Return | Line-end-two | Closeout Submittals | 21-01 10 10 Стандартные фундаменты | 11-11 11 11 Convention Center | Site | Primary Energy Consumption | Coordination | Emergency | 23-11 11 11 Retaining Stabilizing Ground Anchors | Tools | 34-10 11 11 Developer | 13-11 13 00 Planned Building Service Space | Part | Historical Preservation Zone | Information Only | Production | Moderate | Moderate | Moderate | Completed | Component | Connection | Space | Exact Requirement |  | Square Miles |  | Minute | MJ | Miles | Historical Preservation Zone |  |  | ListValue | IfcBuildingElementProxy |  | IfcPersonAndOrganization | [8 empty] | IfcLaborResource |  |  |  |  | IfcAirTerminalType
Layer | Supply | Box-lowerleft | Contract Drawings | 21-01 10 10 10 Wall Foundations | 11-11 11 17 Conference Facility |  |  | Environmental | Inspection | 23-11 11 11 11 Retaining Stabilizing Ground Components | Training | 34-10 11 14 Corporate Entity | 13-11 15 00 Planned Amenity/Support Space | PartSet | Lighting Zone |  | Replacement | Low | Low | Low |  | Connection | Coordinate |  | Maximum Requirement |  | Square Millimeters |  | Month |  | Millimeters | Occupancy Zone |  |  | ReferenceValue | IfcChamferEdgeFeature | [15 empty] | IfcAirToAirHeatRecoveryType
Mix | Structural | Box-upperright | Contract Drawings | 21-01 10 10 30 Column Foundations | 11-11 14 00 Meeting Facility |  |  | Function | Operation | 23-11 11 11 11 11 Stabilizing Ground Anchor Heads |  | 34-10 11 17 Public Entity | 13-11 17 00 Planned Circulation Space | Spare | Occupancy Zone |  | Reuse | Unknown | Unknown | Unknown |  | Contact | Document |  | Minimum Requirement |  | Square Meters |  | Quarter |  | Meters | Lighting Zone |  |  | SetValue | IfcColumn | [15 empty] | IfcAlarmType
Optional |  |  | Contract Modifications | 21-01 10 10 90 Standard Foundation Supplementary Components | 11-11 14 11 Club or Organization Building |  |  | IndoorAirQuality | PM | 23-11 11 11 11 13 Stabilizing Ground Tendons |  | 34-10 21 00 Partner | 13-11 19 00 Planned Parking Space | SpareSet | Ventilation Zone |  | Use |  |  |  |  | Coordinate | Facility |  | Requirement |  | Square Kilometers |  | Week |  | Kilometers | Ventilation Zone |  |  | SingleValue | IfcCovering | [15 empty] | IfcBeamType
|  |  | Contract Specifications | 21-01 10 20 Special Foundations | 11-11 14 14 Ceremonial Hall |  |  | Installation | Safety | 23-11 11 11 13 Stabilizing Ground Grouted Anchors |  | 34-11 00 00 Management Roles | 13-13 00 00 Void Areas | [8 empty] | Document | Floor |  | Submitted |  |  |  | Year | [5 empty] | TableValue | IfcCurtainWall | [15 empty] | IfcBoilerType
|  |  | Design Data | 21-01 10 20 10 Driven Piles | 11-11 21 00 Entertainment Assembly Facility |  |  | RFI | ShutDown | 23-11 11 11 15 Stabilizing Ground Plate Anchors |  | 34-11 10 00 Strategic Management Roles | 13-13 11 00 Light Well | [8 empty] | Facility | Issue | [12 empty] | IfcDiscreteAccessory | [15 empty] | IfcBuildingElementProxyType
|  |  | Design Review Comment | 21-01 10 20 15 Bored Piles | 11-11 21 11 Cinema |  |  | Safety | StartUp | 23-11 11 11 17 Stabilizing Ground Rock Bolts |  | 34-11 10 11 President | 13-13 13 00 Air Shaft | [8 empty] | Floor | Job | [12 empty] | IfcDistributionChamberElement | [15 empty] | IfcCableCarrierFittingType
|  |  | Manufacturer Field Reports | 21-01 10 20 20 Caissons | 11-11 21 17 Performing Arts Facility |  |  | Specification | Testing | 23-11 11 11 19 Stabilizing Ground Rock Anchors |  | 34-11 10 11 11 Vice President | 13-13 15 00 Occupant Void Area | [8 empty] | Impact | Resource | [12 empty] | IfcDistributionControlElement | [15 empty] | IfcCableCarrierSegmentType
|  |  | Manufacturer Instructions | 21-01 10 20 30 Special Foundation Walls | 11-11 21 17 11 Auditorium and Theater Facility |  |  |  | Trouble | 23-11 11 11 21 Stabilizing Ground Anchor Tiebacks |  | 34-11 10 14 Chairperson | 13-15 00 00 Wall Spaces | [8 empty] | Issue | Space | [12 empty] | IfcDistributionElement | [15 empty] | IfcCableSegmentType
|  |  | Operation and Maintenance | 21-01 10 20 40 Foundation Anchors | 11-11 21 17 14 Outdoor Theater |  |  |  |  | 23-11 11 13 Earth Reinforcement Anchors |  | 34-11 10 17 Board Member | 13-15 11 00 Exterior Wall Space | [8 empty] | Job | Spare | [12 empty] | IfcDistributionFlowElement | [15 empty] | IfcChillerType
|  |  | Preconstruction Submittals | 21-01 10 20 50 Underpinning | 11-11 21 21 Casino |  |  |  |  | 23-11 11 13 11 Earth Reinforcement Soil Nails |  | 34-11 20 00 Operational Management Roles | 13-15 13 00 Interior Wall Space | [8 empty] | Resource | System | [12 empty] | IfcDoor | [15 empty] | IfcCoilType
|  |  | Product Data | 21-01 10 20 60 Raft Foundations | 11-11 21 22 Theme Park |  |  |  |  | 23-11 13 00 Ground Improvement Products |  | 34-11 20 11 Executive | 13-17 00 00 Encroachment Spaces | [8 empty] | Space | Type | [12 empty] | IfcElectricalElement | [15 empty] | IfcColumnType
|  |  | Punch List Items | 21-01 10 20 70 Pile Caps | 11-11 21 23 Fair or Circus Ground |  |  |  |  | 23-11 13 11 Soil Stabilization Products |  | 34-11 20 14 Officer | 13-17 11 00 Interior Encroachment | [8 empty] | Spare | Zone | [12 empty] | IfcElectricDistributionPoint | [15 empty] | IfcCompressorType
|  |  | Request for Information | 21-01 10 20 80 Grade Beams | 11-11 21 24 Race Track |  |  |  |  | 23-11 13 11 11 Soil Stabilization Injectable Chemicals |  | 34-11 20 17 Director | 13-17 13 00 Perimeter Encroachment | [8 empty] | System | [13 empty] | IfcElementAssembly | [15 empty] | IfcCondenserType
|  |  | Requests for Information | 21-01 20 Subgrade Enclosures | 11-11 21 24 11 Horse Racing Track |  |  |  |  | 23-11 13 11 13 Soil Stabilization Pressure Grouting |  | 34-11 20 21 Manager | 13-21 00 00 Parking Spaces | [8 empty] | Type | [13 empty] | IfcEnergyConversionDevice | [15 empty] | IfcControllerType
|  |  | Samples | 21-01 20 10 Walls for Subgrade Enclosures | 11-11 21 24 14 Dog Racing Track |  |  |  |  | 23-11 13 11 15 Ground Freezing Soil Stabilization |  | 34-11 20 24 Supervisor | 13-21 11 00 Exterior Parking Spaces | [8 empty] | Zone | [13 empty] | IfcEquipmentElement | [15 empty] | IfcCooledBeamType
|  |  | Shop Drawings | 21-01 20 10 10 Subgrade Enclosure Wall Construction | 11-11 21 24 17 Automobile Racing Track |  |  |  |  | 23-11 13 11 17 Soil Stabilization Fills |  | 34-11 20 27 Coordinator | 13-21 11 11 Exterior Parking Circulation | [22 empty] | IfcFastener | [15 empty] | IfcCoolingTowerType
|  |  | Specifications | 21-01 20 10 20 Subgrade Enclosure Wall Interior Skin | 11-11 21 27 Arena |  |  |  |  | 23-11 13 11 17 11 Soil Stabilization Fill Blocks |  | 34-11 20 31 Scheduler | 13-21 11 13 Exterior Parking Access Control Point | [22 empty] | IfcFlowController | [15 empty] | IfcCurtainWallType
|  |  | Test Reports | 21-01 20 10 90 Subgrade Enclosure Wall Supplementary Components | 11-12 00 00 Education Facility |  |  |  |  | 23-11 13 11 17 13 Soil Stabilization Compressible Fill |  | 34-11 20 34 Project Lead | 13-21 11 15 Exterior Parking Stall | [22 empty] | IfcFlowFitting | [15 empty] | IfcDamperType
|  |  |  | 21-01 40 Slabs-On-Grade | 11-12 11 00 Daycare or Preschool Facility |  |  |  |  | 23-11 13 11 19 Other Soil Stabilizations |  | 34-20 00 00 Development Roles | 13-21 13 00 Interior Parking Spaces | [22 empty] | IfcFlowMovingDevice | [15 empty] | IfcDiscreteAccessoryType
|  |  |  | 21-01 40 10 Standard Slabs-on-Grade | 11-12 11 11 Daycare Facility |  |  |  |  | 23-11 13 11 21 Piped Field Drainage |  | 34-20 11 00 Design Roles | 13-21 13 11 Interior Parking Ramp and Circulation | [22 empty] | IfcFlowSegment | [15 empty] | IfcDistributionChamberElementType
|  |  |  | 21-01 40 20 Structural Slabs-on-Grade | 11-12 11 14 Preschool Facility |  |  |  |  | 23-11 13 11 21 11 Field Drainage Land Drainage Pipes |  | 34-20 11 11 Architect | 13-21 13 13 Interior Parking Access Control Point | [22 empty] | IfcFlowStorageDevice | [15 empty] | IfcDistributionElementType
|  |  |  | 21-01 40 30 Slab Trenches | 11-12 21 00 K through 12 Learning Facility |  |  |  |  | 23-11 13 11 23 Field Drainage Blocks |  | 34-20 11 21 Engineer | 13-21 13 15 Interior Parking Stall | [22 empty] | IfcFlowTerminal | [15 empty] | IfcDoorStyle
|  |  |  | 21-01 40 40 Pits and Bases | 11-12 21 11 Kindergarten |  |  |  |  | 23-11 13 11 25 Field Drainage Geocomposite Drains |  | 34-20 11 31 Designer | 13-21 13 17 Interior Vehicle Service Space | [22 empty] | IfcFlowTreatmentDevice | [15 empty] | IfcDuctFittingType
|  |  |  | 21-01 40 90 Slab-On-Grade Supplementary Components | 11-12 21 14 Elementary School |  |  |  |  | 23-11 13 11 25 11 Field Drainage Geocomposite Edge Drains |  | 34-20 11 41 Specifier | 13-23 00 00 Facility Service Spaces | [22 empty] | IfcFooting | [15 empty] | IfcDuctSegmentType
|  |  |  | 21-01 40 90 10 Perimeter Insulation | 11-12 21 21 Middle School |  |  |  |  | 23-11 13 11 25 13 Field Drainage Geocomposite In Place Wall Drains |  | 34-20 21 00 Planning Roles | 13-23 11 00 Vertical Penetration | [22 empty] | IfcFurnishingElement | [15 empty] | IfcDuctSilencerType
|  |  |  | 21-01 40 90 20 Vapor Retarder | 11-12 21 31 High School |  |  |  |  | 23-11 13 11 27 Geotextile Subsurface Drainage Filtration |  | 34-20 21 11 Planner | 13-23 11 11 Mechanical Circulation | [22 empty] | IfcMechanicalFastener | [15 empty] | IfcElectricApplianceType
|  |  |  | 21-01 40 90 30 Waterproofing | 11-12 24 00 Higher Education Facility |  |  |  |  | 23-11 15 00 Sheeting and Revetments |  | 34-20 21 14 Cost Estimator | 13-23 11 11 11 Elevator Shaft | [22 empty] | IfcMember | [15 empty] | IfcElectricFlowStorageDeviceType
|  |  |  | 21-01 40 90 50 Mud Slab | 11-12 24 11 University |  |  |  |  | 23-11 15 11 Sheeting Geosynthetics |  | 34-20 21 17 Scheduler | 13-23 11 11 13 Elevator Pit | [22 empty] | IfcOpeningElement | [15 empty] | IfcElectricGeneratorType
|  |  |  | 21-01 40 90 60 Subbase Layer | 11-12 24 13 Business School |  |  |  |  | 23-11 15 11 11 Sheeting Geotextiles |  | 34-20 31 00 Surveyor | 13-23 11 11 15 Elevator Cab | [22 empty] | IfcPile | [15 empty] | IfcElectricHeaterType
|  |  |  | 21-01 60 Water and Gas Mitigation | 11-12 24 14 Science College |  |  |  |  | 23-11 15 11 13 Sheeting Geogrids |  | 34-20 41 00 Contract Administrator | 13-23 11 11 17 Elevator Machine Room | [22 empty] | IfcPlate | [15 empty] | IfcElectricMotorType
|  |  |  | 21-01 60 10 Building Subdrainage | 11-12 24 17 Agricultural School |  |  |  |  | 23-11 15 11 15 Sheeting Geomembranes |  | 34-20 51 00 Observational Roles | 13-23 11 11 19 Dumbwaiter | [22 empty] | IfcProjectionElement | [15 empty] | IfcElectricTimeControlType
|  |  |  | 21-01 60 10 10 Foundation Drainage | 11-12 24 21 Art School |  |  |  |  | 23-11 15 11 17 Sheeting Geocomposites |  | 34-20 51 11 Reviewer | 13-23 11 11 21 Escalator | [22 empty] | IfcRailing | [15 empty] | IfcEvaporativeCoolerType
|  |  |  | 21-01 60 10 20 Underslab Drainage | 11-12 24 24 Vocational College |  |  |  |  | 23-11 15 11 19 Sheeting Mulch Control Netting |  | 34-20 51 14 Review Board | 13-23 11 11 23 Freight Elevator | [22 empty] | IfcRamp | [15 empty] | IfcEvaporatorType
|  |  |  | 21-01 60 20 Off-Gassing Mitigation | 11-12 24 27 Liberal Arts College |  |  |  |  | 23-11 15 11 21 Sheeting Synthetic Erosion Controls |  | 34-20 51 17 Inspector | 13-23 11 13 Stairway | [22 empty] | IfcRampFlight | [15 empty] | IfcFanType
|  |  |  | 21-01 60 20 10 Radon Mitigation | 11-12 24 31 Military Academy |  |  |  |  | 23-11 15 11 23 Sheeting Re vegetation Mats |  | 34-20 51 21 Observer | 13-23 11 13 11 Egress Stairway | [22 empty] | IfcReinforcingBar | [15 empty] | IfcFastenerType
|  |  |  | 21-01 60 20 50 Methane Mitigation | 11-12 24 34 Professional College |  |  |  |  | 23-11 15 11 25 Sheeting Turf Reinforcement Mats |  | 34-35 00 00 Execution Roles | 13-23 11 13 13 Tenant Stairway | [22 empty] | IfcRoof | [15 empty] | IfcFilterType
|  |  |  | 21-01 90 Substructure Related Activities | 11-12 29 00 Library |  |  |  |  | 23-11 15 13 Revetments |  | 34-35 10 00 Procurement Roles | 13-23 11 15 Monumental Stair | [22 empty] | IfcRoundedEdgeFeature | [15 empty] | IfcFireSuppressionTerminalType
|  |  |  | 21-01 90 10 Substructure Excavation | 11-12 29 11 General Purpose Library |  |  |  |  | 23-11 15 13 11 Revetment Soil Blankets |  | 34-35 10 11 Manufacturer | 13-23 11 17 Ramp | [22 empty] | IfcSlab | [15 empty] | IfcFlowInstrumentType
|  |  |  | 21-01 90 10 10 Backfill and Compaction | 11-12 29 14 Children’s Library |  |  |  |  | 23-11 15 13 13 Pool Revetments |  | 34-35 10 14 Fabricator | 13-23 11 19 Chimney | [22 empty] | IfcStair | [15 empty] | IfcFlowMeterType
|  |  |  | 21-01 90 20 Construction Dewatering | 11-12 29 17 Special Library |  |  |  |  | 23-11 15 13 15 Trench Revetments |  | 34-35 10 17 Distributor | 13-23 11 21 Chute | [22 empty] | IfcStairFlight | [15 empty] | IfcFurnishingElementType
|  |  |  | 21-01 90 30 Excavation Support | 11-12 29 21 Academic Library |  |  |  |  | 23-11 15 13 17 Revetment Rock Linings |  | 34-35 10 21 Supplier | 13-23 11 23 Service Riser Space | [22 empty] | IfcTendonAnchor | [15 empty] | IfcFurnitureType
|  |  |  | 21-01 90 30 10 Anchor Tiebacks | 11-13 00 00 Public Service Facility |  |  |  |  | 23-11 15 13 19 Revetment Ripraps |  | 34-35 10 21 11 Product Representative | 13-23 11 23 11 Power Distribution Riser | [22 empty] | IfcTransportElement | [15 empty] | IfcGasTerminalType
|  |  |  | 21-01 90 30 20 Cofferdams | 11-13 11 00 Government Facility |  |  |  |  | 23-11 17 00 Retention Structures |  | 34-35 10 24 Buyer | 13-23 11 23 13 Information Signal Distribution Riser | [22 empty] | IfcWall | [15 empty] | IfcHeatExchangerType
|  |  |  | 21-01 90 30 40 Cribbing and Walers | 11-13 11 11 Administrative Government Facility |  |  |  |  | 23-11 17 11 Sheet Piles |  | 34-35 15 00 Construction Roles | 13-23 11 23 15 Gas Distribution Riser | [22 empty] | IfcWallStandardCase | [15 empty] | IfcHumidifierType
|  |  |  | 21-01 90 30 60 Ground Freezing | 11-13 11 14 Regulatory Agency Facility |  |  |  |  | 23-11 17 13 Retaining Walls |  | 34-35 15 11 Contractor | 13-23 11 23 17 Liquid Distribution Riser | [22 empty] | IfcWindow | [15 empty] | IfcJunctionBoxType
|  |  |  | 21-01 90 30 70 Slurry Walls | 11-13 11 17 Courthouse |  |  |  |  | 23-11 17 13 11 Retaining Diaphragm Walls |  | 34-35 15 14 Sub Contractor | 13-23 12 00 Horizontal Infrastructure/Service Space, Non-Occupied | [38 empty] | IfcLampType
|  |  |  | 21-01 90 40 Soil Treatment | 11-13 11 21 Legislative Facility |  |  |  |  | 23-11 17 13 11 11 Retaining Slurry Wall Membranes |  | 34-35 15 17 Project Engineer | 13-23 12 11 Power Distribution Network | [38 empty] | IfcLightFixtureType
|  |  |  | 21-02 00 00 Shell | 11-13 11 23 Public Health and Safety Facility |  |  |  |  | 23-11 17 13 13 Continuous Retaining Walls |  | 34-35 15 21 Tradesperson | 13-23 12 13 Information Signal Network | [38 empty] | IfcMechanicalFastenerType
|  |  |  | 21-02 10 Superstructure | 11-13 11 23 11 National Center |  |  |  |  | 23-11 17 13 15 Retaining Crib Walls |  | 34-35 15 21 11 Craftsperson | 13-23 12 15 Gas Distribution Network | [38 empty] | IfcMemberType
|  |  |  | 21-02 10 10 Floor Construction | 11-13 11 23 14 Regional Fusion Center |  |  |  |  | 23-11 17 15 Gabions |  | 34-35 15 21 14 Journeyman | 13-23 12 17 Liquid Distribution Spaces | [38 empty] | IfcMotorConnectionType
|  |  |  | 21-02 10 10 10 Floor Structural Frame | 11-13 11 24 Police Station |  |  |  |  | 23-11 17 17 Fascines |  | 34-35 15 21 17 Apprentice | 13-23 13 00 Control Room | [38 empty] | IfcOutletType
|  |  |  | 21-02 10 10 20 Floor Decks, Slabs, and Toppings | 11-13 11 24 11 Booking Facility |  |  |  |  | 23-11 19 00 Slide and Avalanche Protection |  | 34-35 15 24 Laborer | 13-23 13 11 Fire Command Center | [38 empty] | IfcPipeFittingType
|  |  |  | 21-02 10 10 30 Balcony Floor Construction | 11-13 11 24 14 Custody Transfer Facility |  |  |  |  | 23-11 19 11 Bolt Down Snow Fences |  | 34-35 15 24 11 Skilled Laborer | 13-23 13 13 Guard Stations | [38 empty] | IfcPipeSegmentType
|  |  |  | 21-02 10 10 40 Mezzanine Floor Construction | 11-13 11 24 17 Placement Facility |  |  |  |  | 23-11 19 13 Clamp on Equipment |  | 34-35 15 24 14 Unskilled Laborer | 13-23 15 00 Loading Dock | [38 empty] | IfcPlateType
|  |  |  | 21-02 10 10 50 Ramps | 11-13 11 27 Post Office |  |  |  |  | 23-11 21 00 Pavements |  | 34-35 15 27 Installer | 13-23 17 00 Restroom | [38 empty] | IfcProtectiveDeviceType
|  |  |  | 21-02 10 10 90 Floor Construction Supplementary Components | 11-13 11 31 Fire Station |  |  |  |  | 23-11 21 11 Porous Paving |  | 34-35 15 31 Operator | 13-23 17 11 Men's Restroom | [38 empty] | IfcPumpType
|  |  |  | 21-02 10 20 Roof Construction | 11-13 11 33 Detention Center |  |  |  |  | 23-11 21 13 Roadways |  | 34-41 00 00 Utilization Roles | 13-23 17 13 Women's Restroom | [38 empty] | IfcRailingType
|  |  |  | 21-02 10 20 10 Roof Structural Frame | 11-13 11 33 11 Prison |  |  |  |  | 23-11 21 13 11 Portable Roadways |  | 34-41 14 00 Facility Use Roles | 13-23 17 15 Unisex Restroom | [38 empty] | IfcRampFlightType
|  |  |  | 21-02 10 20 20 Roof Decks, Slabs, and Sheathing | 11-13 11 33 14 Jail |  |  |  |  | 23-11 21 13 13 Roadway Surfacing |  | 34-41 14 11 Facility Manager | 13-23 19 00 Utility Equipment Room | [38 empty] | IfcSanitaryTerminalType
|  |  |  | 21-02 10 20 30 Canopy Construction | 11-13 11 33 17 Immigration Detention Center |  |  |  |  | 23-11 21 13 13 11 Roadway Antiskid Texturing |  | 34-41 14 14 Facility Maintenance | 13-23 19 11 Refrigerant Machinery Room | [38 empty] | IfcSensorType
|  |  |  | 21-02 10 20 90 Roof Construction Supplementary Components | 11-13 11 33 21 Juvenile Detention Center |  |  |  |  | 23-11 21 13 15 Detectable Warning Surfaces for Roadways |  | 34-41 14 17 Facility Engineer | 13-23 19 13 Furnace Room | [38 empty] | IfcSlabType
|  |  |  | 21-02 10 80 Stairs | 11-13 11 34 Embassy |  |  |  |  | 23-11 21 13 15 11 Crosswalks |  | 34-41 31 00 Facility Service Roles | 13-23 19 15 Incinerator Room | [38 empty] | IfcStackTerminalType
|  |  |  | 21-02 10 80 10 Stair Construction | 11-13 11 37 Public Grounds Fencing, Gate, or Guard Tower |  |  |  |  | 23-11 21 13 15 13 Warning Tiles |  | 34-41 31 11 Custodian | 13-23 19 17 Fuel Room | [38 empty] | IfcStairFlightType
|  |  |  | 21-02 10 80 30 Stair Soffits | 11-13 21 00 Military Facility |  |  |  |  | 23-11 21 15 Runways |  | 34-55 00 00 Support Roles | 13-23 19 19 Gas Room | [38 empty] | IfcSwitchingDeviceType
|  |  |  | 21-02 10 80 50 Stair Railings | 11-13 21 11 Military Headquarters |  |  |  |  | 23-11 21 15 11 Portable Runway |  | 34-55 11 00 Administrative Service Roles | 13-23 19 21 Liquid Storage Room | [38 empty] | IfcSystemFurnitureElementType
|  |  |  | 21-02 10 80 60 Fire Escapes | 11-13 21 11 01 Pentagon |  |  |  |  | 23-11 21 15 13 Helicopter Landing Pads |  | 34-55 11 11 Administrative Assistant | 13-23 19 23 Liquid Use, Dispensing and Mixing Room | [38 empty] | IfcTankType
|  |  |  | 21-02 10 80 70 Metal Walkways | 11-13 21 12 Administrative Military Facility |  |  |  |  | 23-11 21 15 15 Runway Surfacing |  | 34-55 11 14 Receptionist | 13-23 19 25 Hydrogen Cutoff Room | [38 empty] | IfcTransformerType
|  |  |  | 21-02 10 80 80 Ladders | 11-13 21 14 Military Training Facility |  |  |  |  | 23-11 21 15 15 11 Runway Antiskid Texturing |  | 34-55 11 17 Records Manager | 13-23 19 27 Electrical Room | [38 empty] | IfcTransportElementType d
|  |  |  | 21-02 20 Exterior Vertical Enclosures | 11-13 21 17 Military Research Facility |  |  |  |  | 23-11 21 17 Paving Blocks |  | 34-55 11 21 Intern | 13-23 19 29 Switch Room | [38 empty] | IfcTubeBundleType
|  |  |  | 21-02 20 10 Exterior Walls | 11-13 21 21 Military Base |  |  |  |  | 23-11 21 17 11 Unit Pavers |  | 34-55 11 24 Assistant | 13-23 19 31 Telecommunications Room | [38 empty] | IfcUnitaryEquipmentType
|  |  |  | 21-02 20 10 10 Exterior Wall Veneer | 11-13 21 24 Military Field Facility |  |  |  |  | 23-11 21 17 11 11 Asphalt Block Pavers |  | 34-55 11 27 Trainer | 13-23 19 33 Transformer Vault | [38 empty] | IfcValveType
|  |  |  | 21-02 20 10 20 Exterior Wall Construction | 11-13 21 27 Joint Services Facility |  |  |  |  | 23-11 21 17 11 13 Brick Pavers |  | 34-55 14 00 Professional Service Roles | 13-23 21 00 Waste and Recycling Spaces | [38 empty] | IfcVibrationIsolatorType
|  |  |  | 21-02 20 10 30 Exterior Wall Interior Skin | 11-13 21 31 Remote Delivery Facility |  |  |  |  | 23-11 21 17 11 15 Interlocking Precast Concrete Pavers |  | 34-55 14 11 Consultant | 13-23 21 11 Hazardous Waste Storage | [38 empty] | IfcWallType
|  |  |  | 21-02 20 10 40 Fabricated Exterior Wall Assemblies | 11-13 21 34 Military Ground Operational Facility Other Than Building |  |  |  |  | 23-11 21 17 11 17 Precast Concrete Pavers |  | 34-55 14 14 Librarian | 13-23 23 00 Building Service Support Spaces | [38 empty] | IfcWasteTerminalType
|  |  |  | 21-02 20 10 50 Parapets | 11-13 21 37 Military Operational Support Facility Other Than Building |  |  |  |  | 23-11 21 17 11 19 Pressed Pavers |  | 34-55 14 17 Draftsperson | 13-23 23 11 Building Manager Office | [38 empty] | IfcWindowStyle
|  |  |  | 21-02 20 10 60 Equipment Screens | 11-13 21 41 Military Locker Room Facility |  |  |  |  | 23-11 21 17 11 21 Stone Pavers |  | 34-55 14 19 Marketing Roles | 13-23 23 13 Custodial Space | [38 empty] | IfcWindowStyle
|  |  |  | 21-02 20 10 80 Exterior Wall Supplementary Components | 11-13 21 44 Military Exchange Support Facility |  |  |  |  | 23-11 21 19 Pavement Slabs |  | 34-55 14 19 11 Salesperson | 13-23 23 15 Shop Area
|  |  |  | 21-02 20 10 90 Exterior Wall Opening Supplementary Components | 11-13 21 47 Military Exchange Warehouse |  |  |  |  | 23-11 21 21 Pavement Drainage |  | 34-55 14 22 Financial Roles | 13-23 23 17 Access Chamber
|  |  |  | 21-02 20 20 Exterior Windows | 11-13 21 51 Simulation Facility |  |  |  |  | 23-11 21 21 11 Culverts |  | 34-55 14 22 11 Accountant | 13-23 23 19 Areaway
|  |  |  | 21-02 20 20 10 Exterior Operating Windows | 11-13 21 54 Military Training Support Facility |  |  |  |  | 23-11 21 21 11 11 Pipe Culverts |  | 34-55 14 22 14 Banker | 13-23 23 21 Service Space
|  |  |  | 21-02 20 20 20 Exterior Fixed Windows | 11-13 21 57 Military Training Facility Other Than Building |  |  |  |  | 23-11 21 21 11 11 11 Metal Pipe Arch Culverts |  | 34-55 14 22 17 Record Keeper | 13-23 23 23 Furred Space
|  |  |  | 21-02 20 20 30 Exterior Window Wall | 11-13 21 61 Impact, Maneuver, and Training Area |  |  |  |  | 23-11 21 21 11 13 Concrete Culverts |  | 34-55 14 22 21 Bookkeeper | 13-23 23 25 Crawl Space
|  |  |  | 21-02 20 20 50 Exterior Special Function Windows | 11-13 21 64 Small Arms Range |  |  |  |  | 23-11 21 21 11 13 11 Concrete Arch Buried Bridge Culverts |  | 34-55 14 24 Lawyer | 13-23 23 27 Attic Space
|  |  |  | 21-02 20 50 Exterior Doors and Grilles | 11-13 21 67 Weapon Range |  |  |  |  | 23-11 21 21 11 13 13 Concrete Arch Culverts |  | 34-55 14 27 Agent | 13-23 23 29 Plenum
|  |  |  | 21-02 20 50 10 Exterior Entrance Doors | 11-13 21 71 Team and Unit Range |  |  |  |  | 23-11 21 21 11 13 15 Concrete Box Culverts |  | 34-55 14 31 Specialist | 13-23 25 00 Equipment Platform
|  |  |  | 21-02 20 50 20 Exterior Utility Doors | 11-13 21 74 Explosives and Flame Range |  |  |  |  | 23-11 21 21 11 13 17 Concrete Rigid Frame Culverts |  | 34-61 00 00 Group Roles | 13-23 27 00 Interstitial Space
|  |  |  | 21-02 20 50 30 Exterior Oversize Doors | 11-13 21 77 Military Maintenance Facility |  |  |  |  | 23-11 21 21 13 Catch Basins |  | 34-61 11 00 Teams | 13-23 29 00 Unimproved Shell
|  |  |  | 21-02 20 50 40 Exterior Special Function Doors | 11-13 21 77 11 Guided Missile Maintenance Facility |  |  |  |  | 23-11 21 21 15 Channels |  | 34-61 11 11 Task Team | 13-23 31 00 Alteration or Conversion Space
|  |  |  | 21-02 20 50 60 Exterior Grilles | 11-13 21 77 14 Weapons and Spares Maintenance Facility |  |  |  |  | 23-11 21 21 17 Cleanouts |  | 34-61 11 21 Task Force | 13-25 00 00 Circulation Spaces
|  |  |  | 21-02 20 50 70 Exterior Gates | 11-13 21 77 17 Ammunition, Explosives, and Toxic Maintenance Facility |  |  |  |  | 23-11 23 00 Parking Controls |  | 34-61 21 00 Boards | 13-25 11 00 Primary Circulation Spaces
|  |  |  | 21-02 20 50 90 Exterior Door Supplementary Components | 11-13 21 77 21 Miscellaneous Items and Equipment Maintenance Facility |  |  |  |  | 23-11 23 11 Parking Meters |  | 34-61 21 11 Board of Directors | 13-25 11 11 Corridor
|  |  |  | 21-02 20 70 Exterior Louvers and Vents | 11-13 21 77 24 Installation Repair and Operation Maintenance Facility |  |  |  |  | 23-11 23 13 Parking Ticket Dispensers |  | 34-61 31 00 Committees | 13-25 11 13 Aisle
|  |  |  | 21-02 20 70 10 Exterior Louvers | 11-13 27 00 Public Welfare Facility |  |  |  |  | 23-11 23 15 Parking Coin Machine Units |  | 34-61 31 21 Ad Hoc Committee | 13-25 11 15 Mall
|  |  |  | 21-02 20 70 50 Exterior Vents | 11-13 27 11 Homeless Shelter |  |  |  |  | 23-11 23 17 Parking Key and Card Control Units |  | 34-61 41 00 Business Organizations | 13-25 11 17 Concourse
|  |  |  | 21-02 20 80 Exterior Wall Appurtenances | 11-13 27 14 Food Bank |  |  |  |  | 23-11 23 19 Parking Gates |  | 34-61 41 11 Corporation | 13-25 11 19 Breezeway
|  |  |  | 21-02 20 80 10 Exterior Fixed Grilles and Screens | 11-13 27 17 Forestry Guard Station |  |  |  |  | 23-11 23 21 Parking Dividers |  | 34-61 41 21 Partnership | 13-25 11 21 Moving Walkway
|  |  |  | 21-02 20 80 30 Exterior Opening Protection Devices | 11-13 27 21 Air Raid/Fallout Shelter |  |  |  |  | 23-11 23 23 Parking Signs |  | 34-61 41 31 Sole Proprietorship | 13-25 13 00 Transitional Circulation Spaces
|  |  |  | 21-02 20 80 50 Exterior Balcony Walls and Railings | 11-13 27 23 Miscellaneous Personnel Shelter |  |  |  |  | 23-11 23 23 11 Handicap Parking Signs |  | 34-61 41 41 Joint Venture | 13-25 13 11 Entry Vestibule
|  |  |  | 21-02 20 80 70 Exterior Fabrications | 11-13 27 26 Public Restroom/Shower |  |  |  |  | 23-11 23 23 13 Parking Time Zone Signs |  | 34-61 41 51 Single Purpose Entity | 13-25 13 13 Entry Lobby
|  |  |  | 21-02 20 80 80 Bird Control Devices | 11-13 29 00 Juvenile Facility |  |  |  |  | 23-11 23 23 15 Parking Tow Away Signs |  | 34-61 51 00 Nonprofit Organizations | 13-25 13 15 Box Lobby
|  |  |  | 21-02 20 90 Exterior Wall Specialties | 11-13 29 11 Orphanage |  |  |  |  | 23-11 25 00 Site Barrier Products |  | 34-61 51 11 Association | 13-25 13 17 Vestibule
|  |  |  | 21-02 30 Exterior Horizontal Enclosures | 11-13 29 14 Foster Home |  |  |  |  | 23-11 25 11 Perimeter Entry Devices |  | 34-61 51 21 Foundation | 13-25 13 19 Elevator Lobby
|  |  |  | 21-02 30 10 Roofing | 11-14 00 00 Cultural Facility |  |  |  |  | 23-11 25 11 11 Anti Ram Wedge Barriers |  | 34-61 51 31 Union | 13-25 13 21 Freight Elevator Vestibule
|  |  |  | 21-02 30 10 10 Steep Slope Roofing | 11-14 15 00 Monument and Memorial |  |  |  |  | 23-11 25 13 Perimeter Walls |  |  | 13-25 13 23 Landing
|  |  |  | 21-02 30 10 50 Low-Slope Roofing | 11-14 21 00 Museum |  |  |  |  | 23-11 25 13 11 Precast Perimeter Concrete Panel Perimeter Walls |  |  | 13-25 13 25 Anteroom
|  |  |  | 21-02 30 10 70 Canopy Roofing | 11-14 21 11 Art Museum |  |  |  |  | 23-11 25 13 13 Precast Perimeter Post Perimeter Walls |  |  | 13-25 13 27 Air Lock
|  |  |  | 21-02 30 10 90 Roofing Supplementary Components | 11-14 21 14 History Museum |  |  |  |  | 23-11 25 15 Perimeter Gates |  |  | 13-25 13 29 Sally Port
|  |  |  | 21-02 30 20 Roof Appurtenances | 11-14 21 17 Science and Technology Museum |  |  |  |  | 23-11 25 15 11 Drop Arm Gates |  |  | 13-25 13 31 Jet Way
|  |  |  | 21-02 30 20 10 Roof Accessories | 11-14 21 21 Children’s Museum |  |  |  |  | 23-11 25 15 11 11 Anti Ram Drop Arm Gates |  |  | 13-25 15 00 Connector
|  |  |  | 21-02 30 20 30 Roof Specialties | 11-14 21 24 Special Purpose Museum |  |  |  |  | 23-11 25 15 13 Rolling Gates |  |  | 13-25 17 00 External Circulation Spaces
|  |  |  | 21-02 30 20 70 Rainwater Management | 11-14 24 00 Religious Institution |  |  |  |  | 23-11 25 15 15 Sliding Gates |  |  | 13-25 19 00 Secondary Circulation Spaces
|  |  |  | 21-02 30 40 Traffic Bearing Horizontal Enclosures | 11-14 24 11 Religious Facility |  |  |  |  | 23-11 25 15 15 11 Anti Ram Sliding Gates |  |  | 13-25 19 11 Door Set-Back
|  |  |  | 21-02 30 40 10 Traffic Bearing Coatings | 11-14 24 15 Religious Education Facility |  |  |  |  | 23-11 25 15 15 13 Anti Climb Sliding Gates |  |  | 13-25 21 00 Restricted Spaces
|  |  |  | 21-02 30 40 30 Horizontal Waterproofing Membrane | 11-14 24 18 Religious Monument or Icon |  |  |  |  | 23-11 25 15 17 Swinging Gates |  |  | 13-25 23 00 Refuge Spaces
|  |  |  | 21-02 30 40 50 Wear Surfaces | 11-14 24 21 Religious Pilgrimage Site |  |  |  |  | 23-11 25 15 19 Folding Gates |  |  | 13-31 00 00 Education and Training Spaces
|  |  |  | 21-02 30 40 90 Horizontal Enclosure Supplementary Components | 11-14 24 24 Religious Retreat |  |  |  |  | 23-11 25 17 Gate Hardware |  |  | 13-31 11 00 Breakout Space
|  |  |  | 21-02 30 60 Horizontal Openings | 11-15 00 00 Recreation Facility |  |  |  |  | 23-11 25 19 Fences |  |  | 13-31 13 00 Lecture and Classroom Spaces
|  |  |  | 21-02 30 60 10 Roof Windows and Skylights | 11-15 11 00 Outdoor Recreation Facility |  |  |  |  | 23-11 25 19 11 Barbed Wire Fences |  |  | 13-31 13 11 Lecture Classroom
|  |  |  | 21-02 30 60 50 Vents and Hatches | 11-15 11 11 Nature Preserve |  |  |  |  | 23-11 25 19 13 Concertina Wire Fences |  |  | 13-31 13 13 Classrooms (age 9 plus)
|  |  |  | 21-02 30 60 90 Horizontal Opening Supplementary Components | 11-15 11 14 Hunting Preserve |  |  |  |  | 23-11 25 19 15 Composite Fences |  |  | 13-31 13 15 Classrooms (ages 5–8)
|  |  |  | 21-02 30 80 Overhead Exterior Enclosures | 11-15 11 21 Fishing Preserve |  |  |  |  | 23-11 25 19 17 Ornamental Metal Fences |  |  | 13-31 13 17 Lecture Hall (Fixed Seats)
|  |  |  | 21-02 30 80 10 Exterior Ceilings | 11-15 11 27 Target Range |  |  |  |  | 23-11 25 19 19 Chain Link Metal Fences |  |  | 13-31 13 19 Assembly Hall
|  |  |  | 21-02 30 80 20 Exterior Soffits | 11-15 11 34 Outdoor Winter Sports Facility |  |  |  |  | 23-11 25 19 21 Panel Fences |  |  | 13-31 13 21 Seminar Room
|  |  |  | 21-02 30 80 30 Exterior Bulkheads | 11-15 11 34 11 Ski Slope |  |  |  |  | 23-11 25 19 23 Plastic Fences |  |  | 13-31 15 00 Class Laboratories
|  |  |  | 21-03 00 00 Interiors | 11-15 11 34 14 Outdoor Skating Rink |  |  |  |  | 23-11 25 19 25 Post Fences |  |  | 13-31 15 11 Open Class Laboratory
|  |  |  | 21-03 10 Interior Construction | 11-15 11 34 17 Snowmobile Course |  |  |  |  | 23-11 25 19 27 Rail Fences |  |  | 13-31 15 11 11 Physics Teaching Laboratory
|  |  |  | 21-03 10 10 Interior Partitions | 11-15 11 36 Golf Facility |  |  |  |  | 23-11 25 19 29 Razor Wire Fences |  |  | 13-31 15 11 13 Astronomy Teaching Laboratory
|  |  |  | 21-03 10 10 10 Interior Fixed Partitions | 11-15 11 36 11 Golf Driving Range |  |  |  |  | 23-11 25 19 31 Wood Fences |  |  | 13-31 15 13 Research/non-class Class Laboratory
|  |  |  | 21-03 10 10 20 Interior Glazed Partitions | 11-15 11 36 15 Golf Course |  |  |  |  | 23-11 25 19 33 Fencing Fabrics |  |  | 13-31 15 15 Laboratory Service Space
|  |  |  | 21-03 10 10 40 Interior Demountable Partitions | 11-15 11 36 18 Miniature Golf Course |  |  |  |  | 23-11 25 19 35 Fencing Accessories |  |  | 13-31 17 00 Training Spaces
|  |  |  | 21-03 10 10 50 Interior Operable Partitions | 11-15 11 36 21 Golf Pitch and Putt Course |  |  |  |  | 23-11 25 19 35 11 Barbed Wire |  |  | 13-31 17 11 Computer Lab
|  |  |  | 21-03 10 10 70 Interior Screens | 11-15 11 39 Playground |  |  |  |  | 23-11 25 19 35 13 Concertina Wire |  |  | 13-31 17 13 Woodshop/Metalshop
|  |  |  | 21-03 10 10 90 Interior Partition Supplementary Components | 11-15 11 41 Outdoor Racquet Sports Facility |  |  |  |  | 23-11 25 19 35 15 Fence Posts |  |  | 13-31 17 15 Training Support Space
|  |  |  | 21-03 10 20 Interior Windows | 11-15 11 41 11 Outdoor Tennis Facility |  |  |  |  | 23-11 27 00 Landscaping |  |  | 13-31 17 17 Religious Education Space
|  |  |  | 21-03 10 20 10 Interior Operating Windows | 11-15 11 41 14 Outdoor Squash Facility |  |  |  |  | 23-11 27 11 Plant Maintenance and Preparation Products |  |  | 13-31 19 00 Study Spaces
|  |  |  | 21-03 10 20 20 Interior Fixed Windows | 11-15 11 41 17 Outdoor Racquetball Facility |  |  |  |  | 23-11 27 11 11 Topsoil |  |  | 13-31 19 13 Study Room
|  |  |  | 21-03 10 20 50 Interior Special Function Windows | 11-15 11 44 Outdoor Water Recreation Facility |  |  |  |  | 23-11 27 11 11 11 Loam |  |  | 13-31 19 15 Study Service
|  |  |  | 21-03 10 20 90 Interior Window Supplementary Components | 11-15 11 44 11 Outdoor Swimming Pool |  |  |  |  | 23-11 27 11 11 13 Peat Soil |  |  | 13-33 00 00 Recreation Spaces
|  |  |  | 21-03 10 30 Interior Doors | 11-15 11 44 14 Outdoor Water Park |  |  |  |  | 23-11 27 11 13 Soil Fertilizers |  |  | 13-33 11 00 Athletic Recreation Spaces
|  |  |  | 21-03 10 30 10 Interior Swinging Doors | 11-15 11 47 Outdoor Team Sports Facility |  |  |  |  | 23-11 27 11 15 Soil Herbicides |  |  | 13-33 11 11 Athletic Spectator Seating
|  |  |  | 21-03 10 30 20 Interior Entrance Doors | 11-15 11 47 11 Outdoor Football Field |  |  |  |  | 23-11 27 11 15 11 Combined Soil Fertilizer and Herbicides |  |  | 13-33 11 11 11 Bleacher
|  |  |  | 21-03 10 30 25 Interior Sliding Doors | 11-15 11 47 14 Outdoor Soccer Field |  |  |  |  | 23-11 27 11 17 Mulch |  |  | 13-33 11 13 Team Athletic Recreation Spaces
|  |  |  | 21-03 10 30 30 Interior Folding Doors | 11-15 11 47 17 Outdoor Baseball or Softball Diamond |  |  |  |  | 23-11 27 11 19 Soil Mats |  |  | 13-33 11 13 11 Baseball Field
|  |  |  | 21-03 10 30 40 Interior Coiling Doors | 11-15 11 47 21 Outdoor Basketball Court |  |  |  |  | 23-11 27 11 21 Plant Netting |  |  | 13-33 11 13 13 Softball Fields
|  |  |  | 21-03 10 30 50 Interior Panel Doors | 11-15 11 52 Outdoor Sports Training Facility |  |  |  |  | 23-11 27 11 23 Landscaping Stakes |  |  | 13-33 11 13 15 Dugouts
|  |  |  | 21-03 10 30 70 Interior Special Function Doors | 11-15 11 55 Pavilion |  |  |  |  | 23-11 27 11 25 Landscaping Blankets |  |  | 13-33 11 13 17 Grass Playing Fields
|  |  |  | 21-03 10 30 80 Interior Access Doors and Panels | 11-15 11 58 Animal Recreation Facility |  |  |  |  | 23-11 27 11 27 Landscaping Ground Covers |  |  | 13-33 11 13 19 Synthetic Fields
|  |  |  | 21-03 10 30 90 Interior Door Supplementary Components | 11-15 11 58 11 Zoo/Nature Facility |  |  |  |  | 23-11 27 11 29 Landscaping Forms |  |  | 13-33 11 13 21 Football Field
|  |  |  | 21-03 10 40 Interior Grilles and Gates | 11-15 11 58 14 Wildlife Management Area |  |  |  |  | 23-11 27 11 31 Landscaping Stabilizers |  |  | 13-33 11 13 23 Soccer Field
|  |  |  | 21-03 10 40 10 Interior Grilles | 11-15 11 98 Outdoor Multipurpose Recreation Facility |  |  |  |  | 23-11 27 11 33 Lime |  |  | 13-33 11 13 25 Basketball Courts
|  |  |  | 21-03 10 40 50 Interior Gates | 11-15 21 00 Indoor Recreation Facility |  |  |  |  | 23-11 27 11 35 Mowing Equipment |  |  | 13-33 11 13 27 Field Light Poles
|  |  |  | 21-03 10 60 Raised Floor Construction | 11-15 21 09 Indoor Team Sports Facility |  |  |  |  | 23-11 27 11 35 11 Lawnmowers |  |  | 13-33 11 13 29 Press Box
|  |  |  | 21-03 10 60 10 Access Flooring | 11-15 21 09 11 Indoor Football Field |  |  |  |  | 23-11 27 11 35 13 Garden Tractors |  |  | 13-33 11 13 31 Scoreboards
|  |  |  | 21-03 10 60 30 Platform/Stage Floors | 11-15 21 09 14 Indoor Soccer Field |  |  |  |  | 23-11 27 11 37 Pruning Equipment |  |  | 13-33 11 15 Individual Athletic Recreation Spaces
|  |  |  | 21-03 10 70 Suspended Ceiling Construction | 11-15 21 09 17 Indoor Baseball or Softball Diamond |  |  |  |  | 23-11 27 11 39 Watering Equipment |  |  | 13-33 11 15 11 Hard Playing Surfaces
|  |  |  | 21-03 10 70 10 Acoustical Suspended Ceilings | 11-15 21 11 Indoor Team Court Sports Facility |  |  |  |  | 23-11 27 13 Planting Accessories |  |  | 13-33 11 15 13 Tennis Courts
|  |  |  | 21-03 10 70 20 Suspended Plaster and Gypsum Board Ceilings | 11-15 21 11 11 Indoor Basketball Court |  |  |  |  | 23-11 27 13 11 Landscaping Edging |  |  | 13-33 11 15 15 Volleyball Court
|  |  |  | 21-03 10 70 50 Specialty Suspended Ceilings | 11-15 21 11 14 Indoor Volleyball Court |  |  |  |  | 23-11 27 13 13 Landscape Timbers |  |  | 13-33 11 15 17 Golf Course
|  |  |  | 21-03 10 70 70 Special Function Suspended Ceilings | 11-15 21 14 Indoor Ice Skating Rink |  |  |  |  | 23-11 27 13 15 Landscape Stone |  |  | 13-33 11 15 19 Driving Range
|  |  |  | 21-03 10 70 90 Ceiling Suspension Components | 11-15 21 21 Indoor Water Recreation Facility |  |  |  |  | 23-11 27 13 15 11 Boulders |  |  | 13-33 11 15 21 Golf Course Support Space
|  |  |  | 21-03 10 90 Interior Specialties | 11-15 21 21 11 Indoor Swimming Pool |  |  |  |  | 23-11 27 13 17 Planters |  |  | 13-33 11 15 23 Skating Rink
|  |  |  | 21-03 10 90 10 Interior Railings and Handrails | 11-15 21 21 14 Indoor High Diving Facility |  |  |  |  | 23-11 27 13 19 Tree Grates |  |  | 13-33 11 15 25 Boxing Ring
|  |  |  | 21-03 10 90 15 Interior Louvers | 11-15 21 21 17 Indoor Water Park |  |  |  |  | 23-11 27 13 21 Tree Grids |  |  | 13-33 11 15 27 Wrestling Mat
|  |  |  | 21-03 10 90 20 Information Specialties | 11-15 21 24 Indoor Racquet Sports Facility |  |  |  |  | 23-11 27 13 23 Tree Guards |  |  | 13-33 11 15 29 Diving Board
|  |  |  | 21-03 10 90 25 Compartments and Cubicles | 11-15 21 24 11 Indoor Tennis Facility |  |  |  |  | 23-11 27 13 25 Plant Tubs |  |  | 13-33 11 15 31 Bowling Lane
|  |  |  | 21-03 10 90 30 Service Walls | 11-15 21 24 14 Indoor Squash Facility |  |  |  |  | 23-11 27 15 Irrigation Equipment |  |  | 13-33 11 15 33 Dart Throwing Area
|  |  |  | 21-03 10 90 35 Wall and Door Protection | 11-15 21 24 17 Indoor Racquetball Facility |  |  |  |  | 23-11 27 15 11 Irrigation Sprinklers |  |  | 13-33 11 15 35 Circuit Training Course Area
|  |  |  | 21-03 10 90 40 Toilet, Bath, and Laundry Accessories | 11-15 21 28 Indoor Sports Training Facility |  |  |  |  | 23-11 27 15 11 11 Installed Sprinkler Heads |  |  | 13-33 11 15 37 Running Tracks
|  |  |  | 21-03 10 90 45 Interior Gas Lighting | 11-15 21 31 Indoor Individual Athletic Recreation Facility |  |  |  |  | 23-11 27 15 11 13 Portable Lawn Sprinklers |  |  | 13-33 11 15 39 Ski Lift Space
|  |  |  | 21-03 10 90 50 Fireplaces and Stoves | 11-15 21 31 11 Fitness and Training Facility |  |  |  |  | 23-11 27 15 13 Irrigation Hoses |  |  | 13-33 11 15 41 Exercise Space
|  |  |  | 21-03 10 90 60 Safety Specialties | 11-15 21 31 14 Martial Arts Facility |  |  |  |  | 23-11 27 15 13 11 Irrigation Weep Hoses |  |  | 13-33 11 15 43 Workout Station
|  |  |  | 21-03 10 90 70 Storage Specialties | 11-15 21 31 17 Boxing Facility |  |  |  |  | 23-11 27 17 Lawns and Grasses |  |  | 13-33 11 15 45 Aerobic Studio
|  |  |  | 21-03 10 90 90 Other Interior Specialties | 11-15 21 31 21 Gymnastics Facility |  |  |  |  | 23-11 27 17 11 Hydro Mulch |  |  | 13-33 11 15 47 Climbing Wall
|  |  |  | 21-03 20 Interior Finishes | 11-15 21 37 Non-Athletic Indoor Recreation Facility |  |  |  |  | 23-11 27 17 13 Grass Plugs |  |  | 13-33 11 15 49 Ropes Course Elements
|  |  |  | 21-03 20 10 Wall Finishes | 11-15 21 37 11 Bowling Alley |  |  |  |  | 23-11 27 17 15 Grass Seeds and Soil Supplements |  |  | 13-33 13 00 Swimming Pools
|  |  |  | 21-03 20 10 10 Tile Wall Finish | 11-15 21 37 14 Billiards Facility |  |  |  |  | 23-11 27 17 17 Sod |  |  | 13-33 13 11 Outdoor Swimming Pool
|  |  |  | 21-03 20 10 20 Wall Paneling | 11-15 21 37 17 Amusement Arcade |  |  |  |  | 23-11 27 19 Plants |  |  | 13-33 13 13 Indoor Swimming Pool
|  |  |  | 21-03 20 10 30 Wall Coverings | 11-15 21 37 21 Social Club Facility |  |  |  |  | 23-11 27 19 11 Shrubs |  |  | 13-33 13 13 11 Diving Tank
|  |  |  | 21-03 20 10 35 Wall Carpeting | 11-15 21 98 Indoor Multipurpose Recreation Facility |  |  |  |  | 23-11 27 19 13 Trees |  |  | 13-33 15 00 Non-Athletic Recreation Spaces
|  |  |  | 21-03 20 10 50 Stone Facing | 11-16 00 00 Housing Facility |  |  |  |  | 23-11 27 19 15 Plants |  |  | 13-33 15 11 Park
|  |  |  | 21-03 20 10 60 Special Wall Surfacing | 11-16 11 00 Single Family Residence |  |  |  |  | 23-11 27 19 17 Plant Bulbs |  |  | 13-33 15 13 Pleasure Garden
|  |  |  | 21-03 20 10 70 Wall Painting and Coating | 11-16 11 11 Studio Family Residence |  |  |  |  | 23-11 27 19 19 Floral Plant |  |  | 13-33 15 15 Indoor Firing Range
|  |  |  | 21-03 20 10 80 Acoustical Wall Treatment | 11-16 11 14 One-Bedroom Family Residence |  |  |  |  | 23-11 27 19 21 Non Flowering Plant |  |  | 13-33 15 17 Outdoor Shooting Range
|  |  |  | 21-03 20 10 90 Wall Finish Supplementary Components | 11-16 11 17 Multiple Bedroom Family Residence |  |  |  |  | 23-11 27 21 Pond Equipment |  |  | 13-33 15 19 Recreational Deck
|  |  |  | 21-03 20 20 Interior Fabrications | 11-16 15 00 Movable Housing Facility |  |  |  |  | 23-11 27 21 11 Pond Liners |  |  | 13-33 15 21 Playground
|  |  |  | 21-03 20 30 Flooring | 11-16 15 11 Family Housing Trailer Site |  |  |  |  | 23-11 27 21 13 Pond Filters |  |  | 13-33 15 23 Game Room
|  |  |  | 21-03 20 30 10 Flooring Treatment | 11-16 15 13 Family Housing Trailer/Relocatable |  |  |  |  | 23-11 29 00 Site Furnishings |  |  | 13-33 15 25 Gambling Table
|  |  |  | 21-03 20 30 20 Tile Flooring | 11-16 21 00 Multiple Family Residences |  |  |  |  | 23-11 29 11 Bicycle Racks and Shelters |  |  | 13-33 15 27 Amusement Ride
|  |  |  | 21-03 20 30 30 Specialty Flooring | 11-16 21 11 Duplex |  |  |  |  | 23-11 29 11 11 Bicycle Racks |  |  | 13-33 15 29 Parade Grounds
|  |  |  | 21-03 20 30 40 Masonry Flooring | 11-16 21 14 Co-housing Multiple Family Residence |  |  |  |  | 23-11 29 11 13 Bicycle Shelters |  |  | 13-33 15 31 Computer-Aided Visual Environment
|  |  |  | 21-03 20 30 45 Wood Flooring | 11-16 21 17 Small Complex Multiple Family Residence |  |  |  |  | 23-11 29 11 15 Bicycle Lockers |  |  | 13-33 15 33 Hobby and Craft Center
|  |  |  | 21-03 20 30 50 Resilient Flooring | 11-16 21 21 Large Complex Multiple Family Residence |  |  |  |  | 23-11 29 13 Exterior Seating |  |  | 13-33 15 35 Dance Floors
|  |  |  | 21-03 20 30 60 Terrazzo Flooring | 11-16 21 25 Government Subsidized Residence |  |  |  |  | 23-11 29 13 11 Exterior Benches |  |  | 13-33 17 00 Wellness Spaces
|  |  |  | 21-03 20 30 70 Fluid-Applied Flooring | 11-16 21 29 LIHTC Tax Credit Housing |  |  |  |  | 23-11 29 13 13 Exterior Chairs |  |  | 13-33 17 11 Fitness Center
|  |  |  | 21-03 20 30 75 Carpeting | 11-16 27 00 Dormitory |  |  |  |  | 23-11 29 15 Exterior Tables |  |  | 13-33 17 11 11 Exercise Room
|  |  |  | 21-03 20 30 80 Athletic Flooring | 11-16 27 11 Single-Gender Dormitory |  |  |  |  | 23-11 29 17 Patio Furniture |  |  | 13-33 17 11 13 Weight Room
|  |  |  | 21-03 20 30 85 Entrance Flooring | 11-16 27 14 Mixed-Gender Dormitory |  |  |  |  | 23-11 29 17 11 Patio Seating |  |  | 13-35 00 00 Government Spaces
|  |  |  | 21-03 20 30 90 Flooring Supplementary Components | 11-16 27 18 Student Apartment |  |  |  |  | 23-11 29 17 11 11 Patio Chairs |  |  | 13-35 11 00 Judicial Spaces
|  |  |  | 21-03 20 40 Stair Finishes | 11-16 27 22 Fraternity/Sorority House |  |  |  |  | 23-11 29 17 11 13 Patio Benches |  |  | 13-35 11 11 Courtroom
|  |  |  | 21-03 20 40 20 Tile Stair Finish | 11-16 31 00 Special Care Residence |  |  |  |  | 23-11 29 17 11 15 Patio Chaise Lounges |  |  | 13-35 11 11 11 Jury Box
|  |  |  | 21-03 20 40 40 Masonry Stair Finish | 11-16 31 14 Physical Disability Care Residence |  |  |  |  | 23-11 29 17 11 17 Patio Sofas |  |  | 13-35 11 11 13 Jury Room
|  |  |  | 21-03 20 40 45 Wood Stair Finish | 11-16 31 17 Behavioral Disability Care Residence |  |  |  |  | 23-11 29 17 13 Patio Tables |  |  | 13-35 11 11 15 Judge’s Bench
|  |  |  | 21-03 20 40 50 Resilient Stair Finish | 11-16 42 00 Senior Housing |  |  |  |  | 23-11 29 17 13 11 Patio Dining Tables |  |  | 13-35 11 11 17 Evidence Room
|  |  |  | 21-03 20 40 60 Terrazzo Stair Finish | 11-16 42 11 Senior Independent Living Residence |  |  |  |  | 23-11 29 17 13 13 Patio Sofa Tables |  |  | 13-35 11 11 19 Jury Assembly Space
|  |  |  | 21-03 20 40 75 Carpeted Stair Finish | 11-16 42 14 Senior Multiple Family Independent Living Residence |  |  |  |  | 23-11 29 19 Exterior Trash Receptacles |  |  | 13-35 11 11 21 Witness Stand
|  |  |  | 21-03 20 50 Ceiling Finishes | 11-16 42 17 Senior Assisted Living Residence |  |  |  |  | 23-11 29 19 11 Exterior Wood Trash Receptacles |  |  | 13-35 11 13 Judge’s Chambers
|  |  |  | 21-03 20 50 10 Plaster and Gypsum Board Finish | 11-16 42 21 Senior Assisted Living Facility |  |  |  |  | 23-11 29 19 13 Exterior Concrete Trash Receptacles |  |  | 13-35 11 13 11 JCC–Judicial Chambers
|  |  |  | 21-03 20 50 20 Ceiling Paneling | 11-17 00 00 Retail Facility |  |  |  |  | 23-11 29 19 15 Exterior Metal Trash Receptacles |  |  | 13-35 11 13 13 Law Clerk Space
|  |  |  | 21-03 20 50 70 Ceiling Painting and Coating | 11-17 05 00 Office Showroom |  |  |  |  | 23-11 29 21 Exterior Specialties |  |  | 13-35 11 15 Robing Area/Room
|  |  |  | 21-03 20 50 80 Acoustical Ceiling Treatment | 11-17 07 00 Department Store |  |  |  |  | 23-11 29 21 11 Sundials |  |  | 13-35 11 19 Hearing Room
|  |  |  | 21-03 20 50 90 Ceiling Finish Supplementary Components | 11-17 09 00 Big Box Retail |  |  |  |  | 23-11 29 21 13 Garden Ornaments |  |  | 13-35 11 19 11 JHR–Judicial Hearing Room
|  |  |  | 21-04 00 00 Services | 11-17 11 00 Specialty Store |  |  |  |  | 23-11 29 21 15 Bird Houses |  |  | 13-35 13 00 Legislative Spaces
|  |  |  | 21-04 10 Conveying | 11-17 11 11 Drug Store |  |  |  |  | 23-11 29 21 17 Bird Feeders |  |  | 13-35 13 11 Council Chambers
|  |  |  | 21-04 10 10 Vertical Conveying Systems | 11-17 11 13 Liquor Store |  |  |  |  | 23-11 29 21 19 Bird Baths |  |  | 13-35 13 13 Legislative Hearing Room
|  |  |  | 21-04 10 10 10 Elevators | 11-17 13 00 Garden Center |  |  |  |  | 23-11 29 23 Exterior Storage Structures |  |  | 13-35 15 00 Military Spaces
|  |  |  | 21-04 10 10 20 Lifts | 11-17 15 00 Grocery Store |  |  |  |  | 23-11 29 23 11 Storage Sheds |  |  | 13-35 15 11 Armory
|  |  |  | 21-04 10 10 30 Escalators | 11-17 17 00 Convenience Store |  |  |  |  | 23-11 29 23 13 Barns |  |  | 13-35 15 13 Armory Service Space
|  |  |  | 21-04 10 10 50 Dumbwaiters | 11-17 19 00 Vehicle Related Retail/Commercial |  |  |  |  | 23-11 29 25 Flagpoles |  |  | 13-37 00 00 Artistic Spaces
|  |  |  | 21-04 10 10 60 Moving Ramps | 11-17 19 11 Auto Auction Facility |  |  |  |  | 23-11 29 25 11 Automatic Flagpoles |  |  | 13-37 11 00 Performance Spaces
|  |  |  | 21-04 10 30 Horizontal Conveying | 11-17 19 13 Vehicle Dealership |  |  |  |  | 23-11 29 25 13 Ground Set Flagpoles |  |  | 13-37 11 11 Outdoor Theater
|  |  |  | 21-04 10 30 10 Moving Walks | 11-17 19 15 Tire Store |  |  |  |  | 23-11 29 25 15 Nautical Flagpoles |  |  | 13-37 11 13 General Performance Spaces
|  |  |  | 21-04 10 30 30 Turntables | 11-17 21 00 Exchange or Market |  |  |  |  | 23-11 29 25 17 Wall Mounted Flagpoles |  |  | 13-37 11 13 11 Acting Stage
|  |  |  | 21-04 10 30 50 Passenger Loading Bridges | 11-17 21 11 Market |  |  |  |  | 23-11 29 27 Exterior Fountains |  |  | 13-37 11 13 13 Orchestra Pit
|  |  |  | 21-04 10 30 70 People Movers | 11-17 21 14 Bank |  |  |  |  | 23-11 29 27 11 Exterior Ornamental Fountains |  |  | 13-37 11 13 15 Performance Rehearsal Space
|  |  |  | 21-04 10 50 Material Handling | 11-17 21 17 Stock Exchange |  |  |  |  | 23-11 29 29 Memorials and Statuary |  |  | 13-37 11 13 17 Soundstage
|  |  |  | 21-04 10 50 10 Cranes | 11-17 21 21 Auction House |  |  |  |  | 23-11 29 31 Monuments |  |  | 13-37 11 13 19 Performance Hall
|  |  |  | 21-04 10 50 20 Hoists | 11-17 25 00 Mixed Use Retail/Commercial Building |  |  |  |  | 23-11 29 33 Exterior Directional Signs |  |  | 13-37 11 13 21 Band Training Space
|  |  |  | 21-04 10 50 30 Derricks | 11-17 25 11 Retail-Office Building |  |  |  |  | 23-11 29 33 11 Finger Post Signs |  |  | 13-37 11 15 Audience Spaces
|  |  |  | 21-04 10 50 40 Conveyors | 11-17 25 14 Retail-Office-Residential Building |  |  |  |  | 23-11 29 33 13 Street Nameplates |  |  | 13-37 11 15 11 Pre-Function Lobby
|  |  |  | 21-04 10 50 50 Baggage Handling Equipment | 11-17 25 17 Retail-Residential Building |  |  |  |  | 23-11 29 33 15 Illuminated Directional Signs |  |  | 13-37 11 15 13 Audience Seating Space
|  |  |  | 21-04 10 50 60 Chutes | 11-17 27 00 Mixed-Commerce Facility |  |  |  |  | 23-11 29 33 17 Directional Sign Markers |  |  | 13-37 11 17 Supporting Performance Spaces
|  |  |  | 21-04 10 50 70 Pneumatic Tube Systems | 11-17 27 11 Commercial Mall |  |  |  |  | 23-11 29 35 Bollards |  |  | 13-37 11 17 11 Projection Booth
|  |  |  | 21-04 10 80 Operable Access Systems | 11-17 27 14 Shopping Center |  |  |  |  | 23-11 29 35 11 Active Anti Ram Bollards |  |  | 13-37 11 17 13 Catwalk
|  |  |  | 21-04 10 80 10 Suspended Scaffolding | 11-17 27 17 Retail-Pad Building |  |  |  |  | 23-11 29 35 13 Passive Anti Ram Bollards |  |  | 13-37 11 17 15 Stage Wings
|  |  |  | 21-04 10 80 20 Rope Climbers | 11-17 27 20 Street Retail Facility |  |  |  |  | 23-11 29 35 15 Architectural Bollards |  |  | 13-37 11 17 17 Motion Picture Screen Space
|  |  |  | 21-04 10 80 30 Elevating Platforms | 11-17 27 23 Convenience/Strip Center |  |  |  |  | 23-11 29 37 Public Lighting Columns |  |  | 13-37 13 00 Display Spaces
|  |  |  | 21-04 10 80 40 Powered Scaffolding | 11-17 27 26 Clothing Sales Store |  |  |  |  | 23-11 31 00 Athletic and Recreational Surfaces |  |  | 13-37 13 11 Art Gallery
|  |  |  | 21-04 10 80 50 Building Envelope Access | 11-17 27 29 Thrift Shop |  |  |  |  | 23-11 31 11 Sports Field Surfacing |  |  | 13-37 13 13 Exhibit Gallery
|  |  |  | 21-04 20 Plumbing | 11-17 27 32 Neighborhood Center |  |  |  |  | 23-11 31 13 Playground Surfaces |  |  | 13-37 13 15 Sculpture Garden
|  |  |  | 21-04 20 10 Domestic Water Distribution | 11-17 27 35 Outlet Center |  |  |  |  | 23-13 00 00 Structural and Exterior Enclosure Products |  |  | 13-37 13 17 Ornamental Garden
|  |  |  | 21-04 20 10 10 Facility Potable-Water Storage Tanks | 11-17 27 38 Power Center |  |  |  |  | 23-13 11 00 Loose Granular Fills, Aggregates, Chips, and Fibers |  |  | 13-37 13 19 Observation Deck
|  |  |  | 21-04 20 10 20 Domestic Water Equipment | 11-17 27 41 Regional Center |  |  |  |  | 23-13 11 11 Powder Fillers |  |  | 13-37 15 00 Creative Spaces
|  |  |  | 21-04 20 10 40 Domestic Water Piping | 11-17 27 44 Theme/Festival Center |  |  |  |  | 23-13 11 11 11 Mineral Powder Fillers |  |  | 13-37 15 11 Recording Studio
|  |  |  | 21-04 20 10 60 Plumbing Fixtures | 11-21 00 00 Health Care Facility |  |  |  |  | 23-13 11 11 13 Metal Powder Fillers |  |  | 13-37 15 13 Artist’s Studio
|  |  |  | 21-04 20 10 90 Domestic Water Distribution Supplementary Components | 11-21 12 00 Hospital |  |  |  |  | 23-13 11 11 15 Synthetic Powder Fillers |  |  | 13-37 15 15 Photo Lab
|  |  |  | 21-04 20 20 Sanitary Drainage | 11-21 12 11 General Acute Care Hospital |  |  |  |  | 23-13 11 11 17 Residue Powder Fillers |  |  | 13-37 15 15 11 Motion Picture Exchange
|  |  |  | 21-04 20 20 10 Sanitary Sewerage Equipment | 11-21 12 15 Small Primary Care Hospital |  |  |  |  | 23-13 11 13 Aggregates |  |  | 13-37 15 17 Media Production
|  |  |  | 21-04 20 20 30 Sanitary Sewerage Piping | 11-21 12 19 Critical Access Hospital |  |  |  |  | 23-13 11 13 11 Dense Fills and Aggregates |  |  | 13-37 15 17 11 Media Production Support
|  |  |  | 21-04 20 20 90 Sanitary Drainage Supplementary Components | 11-21 12 23 Freestanding Urgent Care Facility |  |  |  |  | 23-13 11 13 13 Lightweight Fills and Aggregates |  |  | 13-37 15 17 13 Sound Lock
|  |  |  | 21-04 20 30 Building Support Plumbing Systems | 11-21 12 27 Freestanding Cancer Treatment Facility |  |  |  |  | 23-13 11 13 15 Heavyweight Fills and Aggregates |  |  | 13-37 15 19 Zen Garden
|  |  |  | 21-04 20 30 10 Stormwater Drainage Equipment | 11-21 12 31 Rehabilitation Hospital |  |  |  |  | 23-13 11 15 Fibers and Shavings |  |  | 13-41 00 00 Museum Spaces
|  |  |  | 21-04 20 30 20 Stormwater Drainage Piping | 11-21 15 00 Outpatient Care Facility |  |  |  |  | 23-13 11 15 11 Mineral Fibers and Shavings |  |  | 13-41 11 00 Museum Gallery
|  |  |  | 21-04 20 30 30 Facility Stormwater Drains | 11-21 15 11 Primary Care Outpatient Care Facility |  |  |  |  | 23-13 11 15 13 Vegetable Fibers and Shavings |  |  | 13-45 00 00 Library Spaces
|  |  |  | 21-04 20 30 60 Gray Water Systems | 11-21 15 15 Small Outpatient Care Facility |  |  |  |  | 23-13 11 15 15 Synthetic Fibers and Shavings |  |  | 13-45 11 00 Library
|  |  |  | 21-04 20 30 90 Building Support Plumbing System Supplementary Components | 11-21 15 19 Freestanding Outpatient Diagnostic and Treatment Facility |  |  |  |  | 23-13 11 15 17 Other Fibers and Shavings |  |  | 13-45 11 11 Library Stack
|  |  |  | 21-04 20 50 General Service Compressed-Air | 11-21 15 23 Outpatient Surgery Facility |  |  |  |  | 23-13 13 00 Binding Agents and Admixtures |  |  | 13-47 00 00 Spiritual Spaces
|  |  |  | 21-04 20 60 Process Support Plumbing Systems | 11-21 15 27 Office Surgery Facility |  |  |  |  | 23-13 13 11 Binding Agents |  |  | 13-47 11 00 Worship spaces
|  |  |  | 21-04 20 60 10 Compressed-Air Systems | 11-21 15 31 Gastrointestinal Endoscopy Facility |  |  |  |  | 23-13 13 11 11 Cement |  |  | 13-47 11 11 Meditation Chapel
|  |  |  | 21-04 20 60 20 Vacuum Systems | 11-21 15 35 Renal Dialysis Center |  |  |  |  | 23-13 13 11 11 11 Standard Cement |  |  | 13-47 11 13 Altar
|  |  |  | 21-04 20 60 30 Gas Systems | 11-21 15 39 Outpatient Rehabilitation Facility |  |  |  |  | 23-13 13 11 11 13 Specialized Cement |  |  | 13-47 11 15 Reflection Space
|  |  |  | 21-04 20 60 40 Chemical-Waste Systems | 11-21 15 43 Freestanding Birth Center |  |  |  |  | 23-13 13 11 11 13 11 High Sulfate Resistant Cement |  |  | 13-47 11 17 Blessing Space
|  |  |  | 21-04 20 60 50 Processed Water Systems | 11-21 15 47 Adult Day Health Care Facility |  |  |  |  | 23-13 13 11 11 13 13 Low Alkali Cement |  |  | 13-47 11 19 Chapel
|  |  |  | 21-04 20 60 90 Process Support Plumbing System Supplementary Components | 11-21 17 00 Medical Office Building (MOB) |  |  |  |  | 23-13 13 11 11 13 15 Low Heat Cement |  |  | 13-47 11 21 Mihrab
|  |  |  | 21-04 30 Heating, Ventilation, and Air Conditioning (HVAC) | 11-21 22 00 Ambulatory Care Facility |  |  |  |  | 23-13 13 11 11 13 17 Alumina Cement |  |  | 13-47 11 23 Shrine
|  |  |  | 21-04 30 10 Facility Fuel Systems | 11-21 22 11 Ambulatory Surgery Center |  |  |  |  | 23-13 13 11 13 Lime |  |  | 13-47 11 25 Sanctuary
|  |  |  | 21-04 30 10 10 Fuel Piping | 11-21 22 15 Comprehensive Ambulatory Care Center |  |  |  |  | 23-13 13 11 13 11 Hydraulic Lime |  |  | 13-47 11 27 Confessional Space
|  |  |  | 21-04 30 10 30 Fuel Pumps | 11-21 25 00 Residential Health Care Facility |  |  |  |  | 23-13 13 11 13 13 Air Hardening Lime |  |  | 13-47 11 29 Ark
|  |  |  | 21-04 30 10 50 Fuel Storage Tanks | 11-21 25 11 Residential Nursing Facility |  |  |  |  | 23-13 13 11 15 Bitumen Asphalt |  |  | 13-47 11 31 Bimah
|  |  |  | 21-04 30 20 Heating Systems | 11-21 25 15 Residential Hospice Facility |  |  |  |  | 23-13 13 11 17 Resinous Binders |  |  | 13-47 11 33 Tabernacle
|  |  |  | 21-04 30 20 10 Heat Generation | 11-21 25 19 Assisted Living Facility |  |  |  |  | 23-13 13 11 19 Gypsum |  |  | 13-47 11 35 Pulpit
|  |  |  | 21-04 30 20 30 Thermal Heat Storage | 11-21 28 00 Mobile, Transportable, Relocatable Health Care Unit |  |  |  |  | 23-13 13 13 Cement Admixtures |  |  | 13-47 11 37 Choir Loft
|  |  |  | 21-04 30 20 70 Decentralized Heating Equipment | 11-21 32 00 Mental, Behavioral Care Facility |  |  |  |  | 23-13 13 13 11 Cement Plasticizing Agents |  |  | 13-47 13 00 Ceremonial Spaces
|  |  |  | 21-04 30 20 90 Heating System Supplementary Components | 11-21 32 11 Psychiatric Hospital |  |  |  |  | 23-13 13 13 13 Cement Water Retaining Agents |  |  | 13-47 13 11 Marriage Sanctuary
|  |  |  | 21-04 30 30 Cooling Systems | 11-21 32 15 Psychiatric Outpatient Facility |  |  |  |  | 23-13 13 13 15 Cement Air Entraining Agents |  |  | 13-47 13 13 Baptistery
|  |  |  | 21-04 30 30 10 Central Cooling | 11-21 35 00 Maternity Facility |  |  |  |  | 23-13 13 13 17 Cement Gas Generating Agents |  |  | 13-47 13 15 Circumcision Space
|  |  |  | 21-04 30 30 30 Evaporative Air-Cooling | 11-21 38 00 Animal Healthcare Facility |  |  |  |  | 23-13 13 13 19 Cement Setting Retarders |  |  | 13-47 13 17 Cathedra
|  |  |  | 21-04 30 30 50 Thermal Cooling Storage | 11-21 42 00 Dental Facility |  |  |  |  | 23-13 13 13 21 Cement Setting Accelerators |  |  | 13-47 15 00 Procession Spaces
|  |  |  | 21-04 30 30 70 Decentralized Cooling | 11-21 45 00 Medical Center |  |  |  |  | 23-13 13 13 23 Cement Frostproofing Agents |  |  | 13-47 17 00 Death Spaces
|  |  |  | 21-04 30 30 90 Cooling System Supplementary Components | 11-21 48 00 Medical Warehouse |  |  |  |  | 23-13 13 13 25 Cement Waterproofing Agents |  |  | 13-47 17 11 Crypt
|  |  |  | 21-04 30 50 Facility HVAC Distribution Systems | 11-21 52 00 Ambulance Shelter |  |  |  |  | 23-13 13 13 27 Cement Coloring Agents |  |  | 13-47 17 13 Morgue
|  |  |  | 21-04 30 50 10 Facility Hydronic Distribution | 11-21 55 00 Death Facility |  |  |  |  | 23-13 13 13 29 Cement Admixtures for Injections |  |  | 13-47 17 13 11 Morgue Compartment
|  |  |  | 21-04 30 50 30 Facility Steam Distribution | 11-21 55 11 Funeral Home |  |  |  |  | 23-13 13 13 31 Cement Admixtures for Projections |  |  | 13-47 17 17 Grave Space
|  |  |  | 21-04 30 50 50 HVAC Air Distribution | 11-21 55 15 Cremation Facility |  |  |  |  | 23-13 13 13 33 Cement Adherence Proofing Agents |  |  | 13-49 00 00 Environmentally Controlled Spaces
|  |  |  | 21-04 30 50 90 Facility Distribution Systems Supplementary Components | 11-21 55 19 Cemetery |  |  |  |  | 23-13 13 13 35 Cement Bonding Agents |  |  | 13-49 11 00 Anechoic Chamber
|  |  |  | 21-04 30 60 Ventilation | 11-21 55 23 Columbarium |  |  |  |  | 23-13 13 13 37 Cement Replacements |  |  | 13-49 13 00 Hazard Containment
|  |  |  | 21-04 30 60 10 Supply Air | 11-23 00 00 Hospitality Facility |  |  |  |  | 23-13 13 13 39 Other Cement Admixtures |  |  | 13-49 15 00 Clean Room
|  |  |  | 21-04 30 60 20 Return Air | 11-23 12 00 Dining Establishment |  |  |  |  | 23-13 13 15 Gypsum Admixtures |  |  | 13-49 15 11 Clean Room Class 1
|  |  |  | 21-04 30 60 30 Exhaust Air | 11-23 12 11 Military Dining Facility |  |  |  |  | 23-13 15 00 Mixtures |  |  | 13-49 15 13 Clean Room Class 2
|  |  |  | 21-04 30 60 40 Outside Air | 11-23 12 15 Military Dining Support Facility |  |  |  |  | 23-13 15 11 Concretes |  |  | 13-49 15 15 Clean Room Class 3
|  |  |  | 21-04 30 60 60 Air-to-Air Energy Recovery | 11-23 12 19 Military Open Mess and Club Facility |  |  |  |  | 23-13 15 11 11 Cementitious Concretes |  |  | 13-49 15 17 Clean Room Class 4
|  |  |  | 21-04 30 60 70 HVAC Air Cleaning | 11-23 12 23 Military Exchange Eating Facility |  |  |  |  | 23-13 15 11 13 Resinous Concretes |  |  | 13-49 15 19 Clean Room Class 5
|  |  |  | 21-04 30 60 90 Ventilation Supplementary Components | 11-23 12 27 Military Non-Exchange Eating Facility |  |  |  |  | 23-13 15 11 15 Hydrocarbon Concretes |  |  | 13-49 15 21 Clean Room Class 6
|  |  |  | 21-04 30 70 Special Purpose HVAC Systems | 11-23 12 31 Fast Food Restaurant |  |  |  |  | 23-13 15 11 17 Low Density Concretes |  |  | 13-49 15 23 Clean Room Class 7
|  |  |  | 21-04 30 70 10 Snow Melting | 11-23 12 35 Full Service Restaurant |  |  |  |  | 23-13 15 13 Mortars |  |  | 13-49 15 25 Clean Room Class 8
|  |  |  | 21-04 40 Fire Protection | 11-23 12 43 Limited Service Restaurant |  |  |  |  | 23-13 15 13 11 Portland Cement Lime Mortars |  |  | 13-49 15 27 Clean Room Class 9
|  |  |  | 21-04 40 10 Fire Suppression | 11-23 12 47 Student Dining Hall |  |  |  |  | 23-13 15 13 13 Masonry Cement Mortars |  |  | 13-49 15 29 Clean Room Support Space
|  |  |  | 21-04 40 10 10 Water-Based Fire-Suppression | 11-23 15 00 Tavern, Bar, or Micro-Brewery |  |  |  |  | 23-13 15 13 15 Mortar Cements |  |  | 13-49 17 00 Temperature and Pressure Chamber
|  |  |  | 21-04 40 10 50 Fire-Extinguishing | 11-23 18 00 Nightclub |  |  |  |  | 23-13 15 13 17 Gypsum Based Mortars |  |  | 13-49 19 00 Data Center
|  |  |  | 21-04 40 10 90 Fire Suppression Supplementary Components | 11-25 00 00 Lodging Facility |  |  |  |  | 23-13 15 13 19 Resinous Mortar |  |  | 13-49 19 11 Data Center Tier I
|  |  |  | 21-04 40 30 Fire Protection Specialties | 11-25 12 00 Hotel |  |  |  |  | 23-13 15 13 21 Chemical Resistant Mortar |  |  | 13-49 19 13 Data Center Tier II
|  |  |  | 21-04 40 30 10 Fire Protection Cabinets | 11-25 12 11 Urban Hotel |  |  |  |  | 23-13 15 13 23 Refractory Mortar |  |  | 13-49 19 15 Data Center Tier III
|  |  |  | 21-04 40 30 30 Fire Extinguishers | 11-25 12 15 Motel |  |  |  |  | 23-13 15 13 25 Premixed Mortar |  |  | 13-49 19 17 Data Center Tier IV
|  |  |  | 21-04 40 30 50 Breathing Air Replenishment Systems | 11-25 12 19 Bed and Breakfast |  |  |  |  | 23-13 15 13 27 Surface Bonding Mortar |  |  | 13-49 19 19 Data Center Support Space
|  |  |  | 21-04 40 30 70 Fire Extinguisher Accessories | 11-25 12 23 Residence Hotel |  |  |  |  | 23-13 15 13 29 Mortar Pigments |  |  | 13-49 21 00 Controlled Space Support
|  |  |  | 21-04 50 Electrical | 11-25 12 27 Resort Hotel |  |  |  |  | 23-13 15 15 Grouts |  |  | 13-49 23 00 Miscellaneous Environmentally Controlled Spaces
|  |  |  | 21-04 50 10 Facility Power Generation | 11-25 12 39 All-Suites Lodging |  |  |  |  | 23-13 15 15 11 Concrete Grouts |  |  | 13-49 23 11 Film Storage Vault
|  |  |  | 21-04 50 10 10 Packaged Generator Assemblies | 11-25 12 43 Recreational Camp and Trailer Park |  |  |  |  | 23-13 15 15 11 11 Shrink Resistant Concrete Grouts |  |  | 13-49 23 13 Computer Server Room
|  |  |  | 21-04 50 10 20 Battery Equipment | 11-25 12 47 Emergency Unaccompanied Personnel Housing |  |  |  |  | 23-13 15 15 11 13 Catalyzed Metallic Concrete Grouts |  |  | 13-51 00 00 Healthcare Spaces
|  |  |  | 21-04 50 10 30 Photovoltaic Collectors | 11-25 12 51 EUPH Tent Pad |  |  |  |  | 23-13 15 15 11 15 Epoxy Concrete Grouts |  |  | 13-51 11 00 General Examination Spaces
|  |  |  | 21-04 50 10 40 Fuel Cells | 11-25 12 55 Casino Hotel |  |  |  |  | 23-13 15 15 11 17 Nonmetallic Concrete Grouts |  |  | 13-51 11 11 Exam Room
|  |  |  | 21-04 50 10 60 Power Filtering and Conditioning | 11-25 12 59 Convention Hotel |  |  |  |  | 23-13 15 15 13 Masonry Grouts |  |  | 13-51 11 13 Exam Room, Airborne Infection Isolation
|  |  |  | 21-04 50 10 70 Transfer Switches | 11-25 12 63 Full Service Lodging |  |  |  |  | 23-13 15 15 13 11 Chemical Resistant Masonry Grouts |  |  | 13-51 11 15 Exam Room, Isolation
|  |  |  | 21-04 50 10 90 Facility Power Generation Supplementary Components | 11-25 12 67 Luxury Lodging |  |  |  |  | 23-13 17 00 Profiles |  |  | 13-51 11 17 Exam Room, OB/Gyn
|  |  |  | 21-04 50 20 Electrical Service and Distribution | 11-25 12 71 Mixed Use Lodging |  |  |  |  | 23-13 17 11 Rigid Profiles |  |  | 13-51 11 19 Exam Room, Pediatric
|  |  |  | 21-04 50 20 10 Electrical Service | 11-25 55 00 Animal Lodging Facility |  |  |  |  | 23-13 17 11 11 Ferrous Metal Rigid Profiles |  |  | 13-51 11 21 Exam Room, Protective Environment Isolation
|  |  |  | 21-04 50 20 30 Power Distribution | 11-25 55 12 Kennel |  |  |  |  | 23-13 17 11 13 Non Ferrous Metal Rigid Profiles |  |  | 13-51 11 23 Exam Room, Podiatry
|  |  |  | 21-04 50 20 70 Facility Grounding | 11-25 55 15 Stable |  |  |  |  | 23-13 17 11 15 Wood Rigid Profiles |  |  | 13-51 11 25 Exam Room, Security
|  |  |  | 21-04 50 20 90 Electrical Service and Distribution Supplementary Components | 11-27 00 00 Office Facility |  |  |  |  | 23-13 17 11 15 11 Lumber Rigid Profiles |  |  | 13-51 11 27 Height/Weight Screening Space
|  |  |  | 21-04 50 30 General Purpose Electrical Power | 11-27 12 00 Administrative Building |  |  |  |  | 23-13 17 11 15 11 11 Hardwood Rigid Profiles |  |  | 13-51 11 29 Holding Room, Secured
|  |  |  | 21-04 50 30 10 Branch Wiring System | 11-27 12 11 Vocational Training Facility |  |  |  |  | 23-13 17 11 15 11 13 Softwood Rigid Profiles |  |  | 13-51 14 00 Inpatient Care Spaces
|  |  |  | 21-04 50 30 50 Wiring Devices | 11-27 12 15 Family Service Center |  |  |  |  | 23-13 17 11 15 11 15 Laminated Rigid Profiles |  |  | 13-51 14 11 Anteroom, Inpatient Airborne Infection Isolation
|  |  |  | 21-04 50 30 90 General Purpose Electrical Power Supplementary Components | 11-27 15 00 Military Headquarters Office |  |  |  |  | 23-13 17 11 15 13 Non Structural Heavy Timber Rigid Profiles |  |  | 13-51 14 13 Anteroom, Inpatient Protective Environment Isolation
|  |  |  | 21-04 50 40 Lighting | 11-27 15 11 Small Unit Headquarters Office Building |  |  |  |  | 23-13 17 11 17 Plastic Rigid Profiles |  |  | 13-51 14 17 Anteroom, Inpatient Isolation/Seclusion
|  |  |  | 21-04 50 40 10 Lighting Control | 11-27 15 15 Large Unit Headquarters Office Building |  |  |  |  | 23-13 17 11 19 Composite Rigid Profiles |  |  | 13-51 14 19 Labor, Delivery, Recovery, Postpartum Room
|  |  |  | 21-04 50 40 20 Branch Wiring for Lighting | 11-27 18 00 Headquarters Office |  |  |  |  | 23-13 17 13 Flexible Profiles |  |  | 13-51 14 21 Medical Information Computer System Room
|  |  |  | 21-04 50 40 50 Lighting Fixtures | 11-27 22 00 Regional Administrative Office |  |  |  |  | 23-13 17 13 11 Plastic Flexible Profiles |  |  | 13-51 14 23 Newborn Nursery
|  |  |  | 21-04 50 40 90 Lighting Supplementary Components | 11-27 22 11 Field Office |  |  |  |  | 23-13 17 13 13 Rubber Flexible Profiles |  |  | 13-51 14 25 NICU Nursery
|  |  |  | 21-04 50 80 Miscellaneous Electrical Systems | 11-27 25 00 Multi-tenant Office Building |  |  |  |  | 23-13 17 13 13 11 Natural Rubber Flexible Profiles |  |  | 13-51 14 27 Nursery Transport Unit Alcove
|  |  |  | 21-04 50 80 10 Lightning Protection | 11-27 25 11 Office-Industrial Building |  |  |  |  | 23-13 17 13 13 13 Butyl Flexible Profiles |  |  | 13-51 14 29 Nursery, Airborne Infection Isolation
|  |  |  | 21-04 50 80 40 Cathodic Protection | 11-27 25 15 Office-Multi-Family Residence Building |  |  |  |  | 23-13 17 13 13 15 Neoprene Flexible Profiles |  |  | 13-51 14 31 Nursery, Observation
|  |  |  | 21-04 50 80 70 Transient Voltage Suppression | 11-27 25 19 Office-Retail Building |  |  |  |  | 23-13 17 13 13 17 Silicone Flexible Profiles |  |  | 13-51 14 33 Nursery, Special Care
|  |  |  | 21-04 50 80 90 Miscellaneous Electrical Systems Supplementary Components | 11-27 25 23 Office-Retail-Industrial Building |  |  |  |  | 23-13 17 13 13 19 Polysulfide Flexible Profiles |  |  | 13-51 14 35 Patient Room
|  |  |  | 21-04 60 Communications | 11-27 25 27 Office-Retail-Multi-Family Residence Building |  |  |  |  | 23-13 17 15 Precast Profiles |  |  | 13-51 14 35 11 Patient Room, Airborne Infection Isolation
|  |  |  | 21-04 60 10 Data Communications | 11-27 28 00 Business Park |  |  |  |  | 23-13 17 15 11 Precast Hollow Core Sheets |  |  | 13-51 14 35 13 Patient Room, Bariatric
|  |  |  | 21-04 60 10 10 Data Communications Network Equipment | 11-27 32 00 Flex Space Office Building |  |  |  |  | 23-13 17 15 13 Precast Tees |  |  | 13-51 14 35 15 Patient Room, Intensive Care
|  |  |  | 21-04 60 10 20 Data Communications Hardware | 11-27 35 00 Creative/Loft Office Building |  |  |  |  | 23-13 17 15 15 Precast Double Tees |  |  | 13-51 14 35 17 Patient Room, Intensive Care, Airborne Infection Isolation
|  |  |  | 21-04 60 10 30 Data Communications Peripheral Data Equipment | 11-27 38 00 Office Building |  |  |  |  | 23-13 17 17 Lath |  |  | 13-51 14 35 19 Patient Room, Intensive Care, Protective Environment Isolation
|  |  |  | 21-04 60 10 50 Data Communications Software | 11-27 38 11 Commercial Office Building |  |  |  |  | 23-13 17 17 11 Gypsum Lath |  |  | 13-51 14 35 21 Patient Room, Isolation
|  |  |  | 21-04 60 10 60 Data Communication Program and Integration Services | 11-27 38 14 Government Office Building |  |  |  |  | 23-13 17 17 13 Lead Lined Lath |  |  | 13-51 14 35 23 Patient Room, Monitored
|  |  |  | 21-04 60 20 Voice Communications | 11-27 38 17 Private Office Building |  |  |  |  | 23-13 17 17 15 Metal Lath |  |  | 13-51 14 35 25 Patient Room, One-Bed
|  |  |  | 21-04 60 20 10 Voice Communications Switching and Routing Equipment | 11-27 42 00 Office/Research and Development Building |  |  |  |  | 23-13 17 17 17 Veneer Plaster Base Lath |  |  | 13-51 14 35 27 Patient Room, Protective Environment Isolation
|  |  |  | 21-04 60 20 20 Voice Communications Terminal Equipment | 11-27 45 00 Office/Warehouse Building |  |  |  |  | 23-13 17 17 19 Wood Lath |  |  | 13-51 14 35 29 Patient Room, Seclusion
|  |  |  | 21-04 60 20 30 Voice Communications Messaging | 11-27 48 00 Underground Administrative Structure |  |  |  |  | 23-13 19 00 Sheets, Boards, and Slabs |  |  | 13-51 14 35 31 Patient Room, Transitional, One-Bed
|  |  |  | 21-04 60 20 40 Call Accounting | 11-27 48 11 Administrative Structure, Underground |  |  |  |  | 23-13 19 11 Thin Flexible Sheets |  |  | 13-51 14 35 33 Patient Room, Two-Bed
|  |  |  | 21-04 60 20 50 Call Management | 11-27 48 15 Alternate Joint Communications Center |  |  |  |  | 23-13 19 11 11 Thin Sheets |  |  | 13-51 17 00 Multi-Medical Service Support Spaces
|  |  |  | 21-04 60 30 Audio-Video Communication | 11-27 52 00 Administrative Structure, Other Than Building |  |  |  |  | 23-13 19 11 11 11 Thin Metal Sheets |  |  | 13-51 17 11 Clean Linen Storage Room, Healthcare
|  |  |  | 21-04 60 30 10 Audio-Video Systems | 11-27 55 00 Operational Support Building |  |  |  |  | 23-13 19 11 11 13 Thin Wood Sheets |  |  | 13-51 17 13 Clean Supply Room, Healthcare
|  |  |  | 21-04 60 30 50 Electronic Digital Systems | 11-27 55 11 Operations Support Lab |  |  |  |  | 23-13 19 11 11 15 Building Papers |  |  | 13-51 17 15 Clean Utility Room, Healthcare
|  |  |  | 21-04 60 60 Distributed Communications and Monitoring | 11-27 55 15 Operations Supply Building |  |  |  |  | 23-13 19 11 11 17 Thin Plastic Sheets |  |  | 13-51 17 17 Consultation Room, Patient
|  |  |  | 21-04 60 60 10 Distributed Audio-Video Communications Systems | 11-27 55 19 Miscellaneous Operations Support Building |  |  |  |  | 23-13 19 11 11 19 Thin Rubber Sheets |  |  | 13-51 17 19 Mental Health Interview/Counseling Room
|  |  |  | 21-04 60 60 30 Healthcare Communications and Monitoring | 11-27 55 21 Logistics |  |  |  |  | 23-13 19 11 13 Textiles |  |  | 13-51 17 21 Equipment Storage Room, Healthcare
|  |  |  | 21-04 60 60 50 Distributed Systems | 11-27 55 22 Logistics Support Building |  |  |  |  | 23-13 19 11 15 Mesh for General Use |  |  | 13-51 17 22 Medical Records Storage Room
|  |  |  | 21-04 60 90 Communications Supplementary Components | 11-27 55 23 Working Animal Support Building |  |  |  |  | 23-13 19 13 Rigid Sheets, Slabs, Plates |  |  | 13-51 17 23 Nurse Workspaces
|  |  |  | 21-04 60 90 10 Supplementary Components | 11-29 00 00 Research Facility |  |  |  |  | 23-13 19 13 11 Solid Sheets |  |  | 13-51 17 23 11 Nurse Station
|  |  |  | 21-04 70 Electronic Safety and Security | 11-29 12 00 Scientific Research and Development Facility |  |  |  |  | 23-13 19 13 11 11 Solid Stone Sheets |  |  | 13-51 17 23 13 Nurse Station/Communication Center
|  |  |  | 21-04 70 10 Access Control and Intrusion Detection | 11-29 12 11 Physical Sciences Research and Development Facility |  |  |  |  | 23-13 19 13 11 13 Solid Cementitious Sheets |  |  | 13-51 17 23 15 Nurse Sub-Station
|  |  |  | 21-04 70 10 10 Access Control | 11-29 12 11 11 Chemical Research Facility |  |  |  |  | 23-13 19 13 11 15 Solid Mineral Sheets |  |  | 13-51 17 23 17 Nurse Triage Space
|  |  |  | 21-04 70 10 50 Intrusion Detection | 11-29 12 14 Engineering Research and Development Facility |  |  |  |  | 23-13 19 13 11 17 Solid Glass Sheets |  |  | 13-51 17 25 Soiled Utility Room, Healthcare
|  |  |  | 21-04 70 30 Electronic Surveillance | 11-29 12 14 14 Computing Research Facility |  |  |  |  | 23-13 19 13 11 19 Solid Metal Sheets |  |  | 13-51 17 27 Soiled Utility/Supply Room, Healthcare
|  |  |  | 21-04 70 30 10 Video Surveillance | 11-29 12 14 17 Nanotechnology Research Facility |  |  |  |  | 23-13 19 13 11 21 Solid Wood Based Sheets |  |  | 13-51 17 29 Mental Health Multipurpose Room w/Control Room
|  |  |  | 21-04 70 30 50 Electronic Personal Protection | 11-29 12 14 20 Electronics Research Facility |  |  |  |  | 23-13 19 13 11 23 Solid Plastic Sheets |  |  | 13-51 17 31 Resuscitation Cart Alcove
|  |  |  | 21-04 70 50 Detection and Alarm | 11-29 12 14 23 Engineering Research Facility |  |  |  |  | 23-13 19 13 11 25 Solid Resin Sheets |  |  | 13-51 17 35 Mental Health Quiet Room
|  |  |  | 21-04 70 50 10 Fire Detection and Alarm | 11-29 12 14 33 Nuclear Research Facility |  |  |  |  | 23-13 19 13 11 27 Solid Fiberglass Sheets |  |  | 13-51 21 00 Diagnostic Imaging Spaces
|  |  |  | 21-04 70 50 20 Radiation Detection and Alarm | 11-29 12 18 Life Sciences Research and Development Facility |  |  |  |  | 23-13 19 13 13 Hollow Core Sheets |  |  | 13-51 21 11 Angiographic Procedure Room
|  |  |  | 21-04 70 50 30 Fuel-Gas Detection and Alarm | 11-29 12 18 11 Life Sciences Research Facility |  |  |  |  | 23-13 19 13 13 11 Wood Based Hollow Core Sheets |  |  | 13-51 21 13 Bone Densitometry Room
|  |  |  | 21-04 70 50 40 Fuel-Oil Detection and Alarm | 11-29 12 18 15 Biomedical Research Facility |  |  |  |  | 23-13 19 13 13 13 Mineral Hollow Core Sheets |  |  | 13-51 21 15 CT Scanning Room
|  |  |  | 21-04 70 50 50 Refrigeration Detection and Alarm | 11-29 12 18 17 Biometrics Research Facility |  |  |  |  | 23-13 19 13 13 15 Metal Hollow Core Sheets |  |  | 13-51 21 17 CT Simulator Room
|  |  |  | 21-04 70 50 60 Water Intrusion Detection and Alarm | 11-29 12 18 19 Agricultural Research and Development Facility |  |  |  |  | 23-13 19 13 13 17 Plastic Hollow Core Sheets |  |  | 13-51 21 19 Cystoscopic Radiology Room
|  |  |  | 21-04 70 70 Electronic Monitoring and Control | 11-29 12 18 21 Forensics Research Facility |  |  |  |  | 23-13 19 15 Gratings |  |  | 13-51 21 21 Head Radiographic Room
|  |  |  | 21-04 70 70 10 Electronic Detention Monitoring and Control | 11-29 12 18 27 High Hazard Research Facility |  |  |  |  | 23-13 19 17 Blankets, Quilts |  |  | 13-51 21 23 Mammography Room
|  |  |  | 21-04 70 90 Electronic Safety and Security Supplementary Components | 11-29 12 18 31 Hazardous Materials Containment Research Facility |  |  |  |  | 23-13 21 00 Blocks and Bricks |  |  | 13-51 21 25 Mobile Imaging System Alcove
|  |  |  | 21-04 70 90 10 Supplementary Components | 11-29 12 25 Social and Behavioral Sciences Research and Development Facility |  |  |  |  | 23-13 21 11 Concrete Masonry Units |  |  | 13-51 21 27 MRI Scanning Room
|  |  |  | 21-04 80 Integrated Automation | 11-29 28 00 Manufacturing Research and Development Facility |  |  |  |  | 23-13 21 11 11 Concrete Blocks |  |  | 13-51 21 29 MRI System Component Room
|  |  |  | 21-04 80 10 Integrated Automation Facility Controls | 11-29 28 11 Research Development Test and Evaluation Technical Service Facility |  |  |  |  | 23-13 21 11 13 Exposed Aggregate Concrete Masonry Units |  |  | 13-51 21 31 PET/CT Scanning Room
|  |  |  | 21-04 80 10 10 Integrated Automation Control of Equipment | 11-29 28 15 Food Manufacturing Research Development Test and Evaluation Facility |  |  |  |  | 23-13 21 11 15 Fluted Concrete Masonry Units |  |  | 13-51 21 33 PET/CT Simulator Room
|  |  |  | 21-04 80 10 20 Integrated Automation Control of Conveying Equipment | 11-29 28 19 Beverage and Tobacco Manufacturing Research Development Test and Evaluation Facility |  |  |  |  | 23-13 21 11 17 Interlocking Concrete Masonry Units |  |  | 13-51 21 35 Radiographic Chest Room
|  |  |  | 21-04 80 10 30 Integrated Automation Control of Fire-Suppression Systems | 11-29 28 23 Textile Mill and Textile Product Manufacturing Research Development Test and Evaluation Facility |  |  |  |  | 23-13 21 11 19 Molded Face Concrete Masonry Units |  |  | 13-51 21 37 Radiographic Room
|  |  |  | 21-04 80 10 40 Integrated Automation Control of Plumbing Systems | 11-29 28 27 Leather and Allied Product Manufacturing Research Development Test and Evaluation Facility |  |  |  |  | 23-13 21 11 21 Prefaced Concrete Masonry Units |  |  | 13-51 21 39 Radiographic/Fluoroscopic Room
|  |  |  | 21-04 80 10 50 Integrated Automation Control of HVAC Systems | 11-29 28 31 Wood Product Manufacturing Research Development Test and Evaluation Facility |  |  |  |  | 23-13 21 11 23 Preinsulated Concrete Masonry Units |  |  | 13-51 21 41 Radiographic/Tomographic Room
|  |  |  | 21-04 80 10 60 Integrated Automation Control of Electrical Systems | 11-29 28 35 Pulp, Paper, and Paperboard Manufacturing Research Development Test and Evaluation Facility |  |  |  |  | 23-13 21 11 25 Sound Absorbing Concrete Masonry Units |  |  | 13-51 21 43 Radiology Computer Systems Room
|  |  |  | 21-04 80 10 70 Integrated Automation Control of Communication Systems | 11-29 28 39 Petroleum and Coal Products Manufacturing Research Development Test and Evaluation Facility |  |  |  |  | 23-13 21 11 27 Split Face Concrete Masonry Units |  |  | 13-51 21 45 Stereotactic Mammography Room
|  |  |  | 21-04 80 10 80 Integrated Automation Control of Electronic Safety and Security Systems | 11-29 28 43 Chemical Manufacturing Research Development Test and Evaluation Facility |  |  |  |  | 23-13 21 13 Calcium Silicate Masonry Units |  |  | 13-51 21 47 Ultrasound Room
|  |  |  | 21-04 80 10 90 Integrated Automation Supplementary Components | 11-29 28 47 Plastics and Rubber Products Manufacturing Research Development Test and Evaluation Facility |  |  |  |  | 23-13 21 15 Glass Masonry Units |  |  | 13-51 21 49 Ultrasound/Optical Coherence Tomography Room
|  |  |  | 21-05 00 00 Equipment and Furnishings | 11-29 28 51 Nonmetallic Mineral Product Manufacturing Research Development Test and Evaluation Facility |  |  |  |  | 23-13 21 17 Adobe Masonry Units |  |  | 13-51 21 51 Whole Body Scanning Room
|  |  |  | 21-05 10 Equipment | 11-29 28 55 Primary Metal Manufacturing Research Development Test and Evaluation Facility |  |  |  |  | 23-13 21 19 Clay Masonry Units |  |  | 13-51 24 00 Diagnostic Imaging Support Spaces
|  |  |  | 21-05 10 10 Vehicle and Pedestrian Equipment | 11-29 28 55 11 Fabricated Metal Product Manufacturing Research Development Test and Evaluation Facility |  |  |  |  | 23-13 21 19 11 Common Bricks |  |  | 13-51 24 11 Angiographic Control Room
|  |  |  | 21-05 10 10 10 Vehicle Servicing Equipment | 11-29 28 55 15 Weapons Research Development Test and Evaluation Facility |  |  |  |  | 23-13 21 19 13 Face Bricks |  |  | 13-51 24 13 Angiographic Instrument Room
|  |  |  | 21-05 10 10 30 Interior Parking Control Equipment | 11-29 28 55 21 Ammunition, Explosive, and Toxic Research Development Test and Evaluation Facility |  |  |  |  | 23-13 21 19 15 Fire Bricks |  |  | 13-51 24 15 Angiographic Procedure Control Area
|  |  |  | 21-05 10 10 50 Loading Dock Equipment | 11-29 28 59 Research Development Test and Evaluation Range Facilities |  |  |  |  | 23-13 21 19 17 Glazed Bricks |  |  | 13-51 24 17 Angiographic System Component Room
|  |  |  | 21-05 10 10 70 Interior Pedestrian Control Equipment | 11-29 28 59 11 Machinery Manufacturing Research Development Test and Evaluation Facility |  |  |  |  | 23-13 21 19 19 Ceramic Glazed Clay Masonry Units |  |  | 13-51 24 19 Silver Collection Area, Diagnostic Imaging
|  |  |  | 21-05 10 30 Commercial Equipment | 11-29 28 63 Propulsion Research Development Test and Evaluation Facility (or Engine, Turbine, and Power Transmission Equipment Manufacturing Research Development Test and Evaluation Facility) |  |  |  |  | 23-13 21 19 21 Clay Tile |  |  | 13-51 24 21 Computed Radiology Reader Area
|  |  |  | 21-05 10 30 10 Mercantile and Service Equipment | 11-29 28 67 Computer and Electronic Product Manufacturing Research Development Test and Evaluation Facility |  |  |  |  | 23-13 21 19 23 Structural Clay Tiles |  |  | 13-51 24 23 Computer Image Processing Area, Diagnostic Imaging
|  |  |  | 21-05 10 30 20 Vault Equipment | 11-29 28 71 Electrical Equipment, Appliance, and Component Manufacturing Research Development Test and Evaluation Facility |  |  |  |  | 23-13 21 19 25 Clay Flue Linings |  |  | 13-51 24 24 X-Ray, Digital Image Storage Space
|  |  |  | 21-05 10 30 25 Teller and Service Equipment | 11-29 28 71 11 Transportation Equipment Manufacturing Research Development Test and Evaluation Facility |  |  |  |  | 23-13 21 19 27 Terra Cotta Units |  |  | 13-51 24 25 CT Control Area
|  |  |  | 21-05 10 30 30 Refrigerated Display Equipment | 11-29 28 71 15 Aircraft Research Development Test and Evaluation Facility |  |  |  |  | 23-13 21 21 Masonry Anchorage and Reinforcement |  |  | 13-51 24 27 CT Power and Equipment Room
|  |  |  | 21-05 10 30 35 Commercial Laundry and Dry Cleaning Equipment | 11-29 28 71 19 Missile and Space Research Development Test and Evaluation Facility |  |  |  |  | 23-13 21 21 11 Masonry Reinforcing |  |  | 13-51 24 29 Image Quality Control Room
|  |  |  | 21-05 10 30 40 Maintenance Equipment | 11-29 28 71 23 Ship and Marine Research Development Test and Evaluation Facility |  |  |  |  | 23-13 21 21 11 11 Continuous Joint Reinforcing |  |  | 13-51 24 31 Image Reading Room
|  |  |  | 21-05 10 30 50 Hospitality Equipment | 11-29 28 71 27 Tank and Automotive Research Development Test and Evaluation Facility |  |  |  |  | 23-13 21 21 11 13 Reinforcing Bars |  |  | 13-51 24 32 X-Ray, Plane Film Storage Space
|  |  |  | 21-05 10 30 55 Unit Kitchens | 11-29 28 71 31 Underwater Equipment Research Development Test and Evaluation Facility |  |  |  |  | 23-13 21 21 13 Masonry Ties |  |  | 13-51 24 33 Mammography Processing Room
|  |  |  | 21-05 10 30 60 Photographic Processing Equipment | 11-35 00 00 Production Facility |  |  |  |  | 23-13 21 21 13 11 Flexible Masonry Ties |  |  | 13-51 24 34 X-Ray Film, Daylight Processing Space
|  |  |  | 21-05 10 30 70 Postal, Packaging, and Shipping Equipment | 11-35 11 00 Manufacturing Facility |  |  |  |  | 23-13 21 21 13 13 Masonry Veneer Ties |  |  | 13-51 24 35 MRI Control Room
|  |  |  | 21-05 10 30 75 Office Equipment | 11-35 11 11 Pharmaceutical or Biotechnology Manufacturing Facility |  |  |  |  | 23-13 21 21 13 15 Rigid Masonry Ties |  |  | 13-51 24 37 MRI Equipment Storage Room
|  |  |  | 21-05 10 30 80 Foodservice Equipment | 11-35 11 14 Food Processing and Manufacturing Facility |  |  |  |  | 23-13 21 21 15 Masonry Anchors |  |  | 13-51 24 39 MRI Viewing Room
|  |  |  | 21-05 10 40 Institutional Equipment | 11-35 11 17 Beverage or Tobacco Manufacturing Facility |  |  |  |  | 23-13 21 21 15 11 Masonry Veneer Anchors |  |  | 13-51 24 41 PET/CT Control Room
|  |  |  | 21-05 10 40 10 Educational and Scientific Equipment | 11-35 11 21 Textile Manufacturing Facility |  |  |  |  | 23-13 21 21 15 13 Stone Masonry Anchors |  |  | 13-51 24 43 Radiographic Control Room
|  |  |  | 21-05 10 40 20 Healthcare Equipment | 11-35 11 23 Leather and Allied Industry Manufacturing Facility |  |  |  |  | 23-13 21 23 Special Profiles for Masonry |  |  | 13-51 24 45 Radiographic Darkroom
|  |  |  | 21-05 10 40 40 Religious Equipment | 11-35 11 26 Wood Product Manufacturing Facility |  |  |  |  | 23-13 21 23 11 Special Masonry Shapes |  |  | 13-51 24 47 Tele-Radiology/Tele-Medicine Room
|  |  |  | 21-05 10 40 60 Security Equipment | 11-35 11 29 Paper Manufacturing Facility |  |  |  |  | 23-13 21 23 13 Masonry Sills and Thresholds |  |  | 13-51 24 49 Viewing/Consultation Room, Diagnostic Imaging
|  |  |  | 21-05 10 40 70 Detention Equipment | 11-35 11 32 Printing Facility |  |  |  |  | 23-13 21 23 15 Masonry Moldings |  |  | 13-51 24 51 X-Ray, Mobile C-Arm Alcove
|  |  |  | 21-05 10 60 Residential Equipment | 11-35 11 35 Petroleum or Coal Products Manufacturing Facility |  |  |  |  | 23-13 21 23 17 Masonry Copings |  |  | 13-51 27 00 Radiation Diagnostic and Therapy Spaces
|  |  |  | 21-05 10 60 10 Residential Appliances | 11-35 11 38 Chemical Manufacturing Facility |  |  |  |  | 23-13 21 23 19 Masonry Quoins |  |  | 13-51 27 11 Equipment Calibration Space, Radiation Diagnostic and Therapy
|  |  |  | 21-05 10 60 50 Retractable Stairs | 11-35 11 41 Ammunition, Explosives, and Toxics Production Facility |  |  |  |  | 23-13 21 23 21 Masonry Cornices |  |  | 13-51 27 13 Health Physics Laboratory
|  |  |  | 21-05 10 60 70 Residential Ceiling Fans | 11-35 11 44 Plastics or Rubber Manufacturing Facility |  |  |  |  | 23-13 21 25 Structural Support for Masonry |  |  | 13-51 27 15 Linear Accelerator Component Room, Healthcare
|  |  |  | 21-05 10 70 Entertainment and Recreational Equipment | 11-35 11 47 Nonmetallic Mineral Product Manufacturing Facility |  |  |  |  | 23-13 21 25 11 Lintels |  |  | 13-51 27 17 Linear Accelerator Entrance Maze, Healthcare
|  |  |  | 21-05 10 70 10 Theater and Stage Equipment | 11-35 11 51 Cement/Rock/Gravel Plant |  |  |  |  | 23-13 21 25 11 11 Lintel Former Units |  |  | 13-51 27 19 Linear Accelerator Room, Healthcare
|  |  |  | 21-05 10 70 20 Musical Equipment | 11-35 11 53 Primary Metal Manufacturing Facility |  |  |  |  | 23-13 21 25 13 Wall Connectors and Starters |  |  | 13-51 27 21 Linear Accelerator Control Room, Healthcare
|  |  |  | 21-05 10 70 50 Athletic Equipment | 11-35 11 56 Fabricated Metal Product Manufacturing Facility |  |  |  |  | 23-13 21 25 15 Supports for Masonry |  |  | 13-51 27 23 Radioactive Waste Storage Room, Healthcare
|  |  |  | 21-05 10 70 60 Recreational Equipment | 11-35 11 59 Machinery Manufacturing Facility |  |  |  |  | 23-13 21 25 15 11 Masonry Angles |  |  | 13-51 27 25 Nuclear Medicine Dose Calibration Space
|  |  |  | 21-05 10 90 Other Equipment | 11-35 11 62 Guided Missile Production Facility |  |  |  |  | 23-13 21 25 15 11 11 Masonry Shelf Angles |  |  | 13-51 27 27 Nuclear Medicine Scanning Room
|  |  |  | 21-05 10 90 10 Solid Waste Handling Equipment | 11-35 11 65 Weapons and Spares Production Facility |  |  |  |  | 23-13 21 25 15 13 Gussets |  |  | 13-51 27 29 Nuclear Medicine Patient "Hot" Waiting Room
|  |  |  | 21-05 10 90 30 Agricultural Equipment | 11-35 11 68 Computer or Electronics Manufacturing Facility |  |  |  |  | 23-13 21 27 Ancillary Products for Masonry |  |  | 13-51 27 31 Patient Dose/Thyroid Uptake Room
|  |  |  | 21-05 10 90 40 Horticultural Equipment | 11-35 11 71 Electrical Equipment or Appliance Manufacturing Facility |  |  |  |  | 23-13 21 27 11 Embedded Flashing |  |  | 13-51 27 33 Radiation Dosimetry Planning Room
|  |  |  | 21-05 10 90 60 Decontamination Equipment | 11-35 11 74 Transportation Manufacturing Facility |  |  |  |  | 23-13 21 27 13 Cavity Closers |  |  | 13-51 27 35 Radiopharmacy
|  |  |  | 21-05 20 Furnishings | 11-35 11 77 Furniture Manufacturing Facility |  |  |  |  | 23-13 21 27 15 Cavity Weep and Ventilation Units |  |  | 13-51 27 37 Radium Cart Holding Space
|  |  |  | 21-05 20 10 Fixed Furnishings | 11-35 11 81 Light Manufacturing Facility |  |  |  |  | 23-13 21 27 15 11 Cavity Weeps |  |  | 13-51 27 38 Radiation Therapy, Mold Fabrication Shop
|  |  |  | 21-05 20 10 10 Fixed Art | 11-35 11 83 Heavy Manufacturing Facility |  |  |  |  | 23-13 21 27 15 13 Cavity Vents |  |  | 13-51 27 39 Sealed Source Room
|  |  |  | 21-05 20 10 20 Window Treatments | 11-35 11 86 High-Tech Manufacturing Facility |  |  |  |  | 23-13 21 27 15 15 Cavity Drainage Material |  |  | 13-51 31 00 Heart and Lung Diagnostic and Treatment Spaces
|  |  |  | 21-05 20 10 30 Casework | 11-35 11 89 Installation Maintenance and Repair Production Facility |  |  |  |  | 23-13 21 27 17 Masonry Joint Materials |  |  | 13-51 31 11 Brachytherapy Room
|  |  |  | 21-05 20 10 70 Fixed Multiple Seating | 11-35 15 00 Agricultural Facility |  |  |  |  | 23-13 21 27 17 11 Masonry Control Joints |  |  | 13-51 31 13 Cardiac Catheter Instrument Room
|  |  |  | 21-05 20 10 90 Other Fixed Furnishings | 11-35 15 11 Agribusiness Facility |  |  |  |  | 23-13 21 27 17 13 Masonry Expansion Joints |  |  | 13-51 31 15 Cardiac Catheter System Component Room
|  |  |  | 21-05 20 50 Movable Furnishings | 11-35 15 15 Crop Farm |  |  |  |  | 23-13 21 27 19 Airbricks |  |  | 13-51 31 17 Cardiac Catheterization Control Room
|  |  |  | 21-05 20 50 10 Movable Art | 11-35 15 19 Ornamental Crop Farm |  |  |  |  | 23-13 23 00 Mechanical Fasteners, Adhesives, and Sealants |  |  | 13-51 31 19 Cardiac Catheterization Laboratory
|  |  |  | 21-05 20 50 30 Furniture | 11-35 15 23 Orchard |  |  |  |  | 23-13 23 11 Mechanical Fasteners |  |  | 13-51 31 21 Cardiac Electrophysiology Room
|  |  |  | 21-05 20 50 40 Accessories | 11-35 15 27 Livestock Farm |  |  |  |  | 23-13 23 11 11 Cast In Anchorages |  |  | 13-51 31 23 Cardiac Testing Room
|  |  |  | 21-05 20 50 60 Movable Multiple Seating | 11-35 15 31 Apiary and Other Related Structures |  |  |  |  | 23-13 23 11 11 11 Rail Anchors |  |  | 13-51 31 25 Echocardiograph Room
|  |  |  | 21-05 20 50 90 Other Movable Furnishings | 11-35 15 35 Slaughterhouse and Processing Facility |  |  |  |  | 23-13 23 11 11 13 Screw Cases |  |  | 13-51 31 27 EKG Testing Room
|  |  |  | 21-06 00 00 Special Construction and Demolition | 11-35 15 39 Forestry and Timber Fabrication Facility |  |  |  |  | 23-13 23 11 11 15 Anchor Blocks |  |  | 13-51 31 29 Extended Pulmonary Function Testing Laboratory
|  |  |  | 21-06 10 Special Construction | 11-35 15 43 Green House |  |  |  |  | 23-13 23 11 11 17 Cast In Anchorages Inserts |  |  | 13-51 31 31 Microvascular Laboratory
|  |  |  | 21-06 10 10 Integrated Construction | 11-35 15 47 Aquaculture Facility |  |  |  |  | 23-13 23 11 11 17 11 Cast In Anchorages Inserts Adjustable Wedges |  |  | 13-51 31 33 Pacemaker ICD Interrogation Room
|  |  |  | 21-06 10 10 10 Building Modules | 11-35 15 51 Agricultural Auction/Market Facility |  |  |  |  | 23-13 23 11 11 17 13 Cast In Anchorages Inserts Adjustable Boxes |  |  | 13-51 31 35 Pacemaker/Holter Monitor Room
|  |  |  | 21-06 10 10 50 Manufactured/Fabricated Rooms | 11-35 15 55 Dairy Facility |  |  |  |  | 23-13 23 11 11 17 15 Threaded Cast In Anchorages Inserts |  |  | 13-51 31 37 Procedure Viewing Area
|  |  |  | 21-06 10 10 70 Modular Mezzanines | 11-35 15 59 Feedlot |  |  |  |  | 23-13 23 11 11 19 Dovetail Slots |  |  | 13-51 31 39 Pulmonary Function Testing Laboratory
|  |  |  | 21-06 10 20 Special Structures | 11-35 15 63 Animal Feed Operations Facility |  |  |  |  | 23-13 23 11 13 Multi Purpose Mechanical Fasteners |  |  | 13-51 31 40 Pulmonary Function Treadmill Room
|  |  |  | 21-06 10 20 10 Fabric Structures | 11-35 15 67 Agricultural Maintenance Facility |  |  |  |  | 23-13 23 11 13 11 Plugs |  |  | 13-51 31 41 Pulmonary Screening Room
|  |  |  | 21-06 10 20 20 Space Frames | 11-35 19 00 Mineral Extraction Facility |  |  |  |  | 23-13 23 11 13 13 Staples |  |  | 13-51 31 43 Respiratory Inhalation Cubicle
|  |  |  | 21-06 10 20 30 Geodesic Structures | 11-35 19 21 Oil and Gas Extraction Facility |  |  |  |  | 23-13 23 11 13 15 Nails |  |  | 13-51 31 45 Respiratory Therapy Clean-up Room
|  |  |  | 21-06 10 20 40 Manufacturer-Engineered Structures | 11-35 19 31 Mining Facility |  |  |  |  | 23-13 23 11 13 17 Rivets |  |  | 13-51 31 47 Spirometry Test Room
|  |  |  | 21-06 10 20 60 Manufactured Canopies | 11-35 23 00 Craft Production Facility |  |  |  |  | 23-13 23 11 13 19 Screws |  |  | 13-51 31 49 Stress Echocardiograph Room
|  |  |  | 21-06 10 20 65 Rammed Earth Construction | 11-35 23 11 Painting Craft Production Facility |  |  |  |  | 23-13 23 11 13 21 Bolts and Nuts |  |  | 13-51 31 51 Stress Testing Treadmill Room
|  |  |  | 21-06 10 20 70 Towers | 11-35 23 15 Wood and Plastic Craft Production Facility |  |  |  |  | 23-13 23 11 13 23 Threaded Rods and Nuts |  |  | 13-51 31 53 Transesophageal Echocardiography Room
|  |  |  | 21-06 10 30 Special Function Construction | 11-35 23 19 Metal Craft Production Facility |  |  |  |  | 23-13 23 11 13 25 Bandings |  |  | 13-51 34 00 General Diagnostic Procedure and Treatment Spaces
|  |  |  | 21-06 10 30 10 Sound and Vibration Control | 11-35 23 23 Ceramic Craft Production Facility |  |  |  |  | 23-13 23 11 15 Structural Mechanical Fasteners in Hardened Concrete and Masonry |  |  | 13-51 34 11 Allergen Preparation Space
|  |  |  | 21-06 10 30 30 Seismic Control | 11-35 23 27 Glass-Making Craft Production Facility |  |  |  |  | 23-13 23 11 15 11 Expansion Anchors |  |  | 13-51 34 13 Allergy Injection Room
|  |  |  | 21-06 10 30 50 Radiation Protection | 11-35 23 31 Craft Textile Production Facility |  |  |  |  | 23-13 23 11 15 13 Undercut Anchors |  |  | 13-51 34 15 Allergy Skin Testing
|  |  |  | 21-06 10 50 Special Facility Components | 11-35 55 00 Entertainment Production Facility |  |  |  |  | 23-13 23 11 15 15 Bonded Anchors |  |  | 13-51 34 17 Antepartum Testing (NST) Room
|  |  |  | 21-06 10 50 10 Pools | 11-35 55 11 Entertainment Rehearsal Facility |  |  |  |  | 23-13 23 11 17 Mechanical Fasteners for Metal Structures |  |  | 13-51 34 19 Biofeedback Treatment Control/Office
|  |  |  | 21-06 10 50 20 Interior Fountains | 11-35 55 21 Movie Studio |  |  |  |  | 23-13 23 11 19 Mechanical Fasteners for Wood Structures |  |  | 13-51 34 21 Biofeedback Treatment Room
|  |  |  | 21-06 10 50 30 Interior Water Features | 11-35 55 31 Broadcasting Facility |  |  |  |  | 23-13 23 11 19 11 Nail Plates |  |  | 13-51 34 23 Cast and Splint Room
|  |  |  | 21-06 10 50 40 Aquariums | 11-37 00 00 Storage Facility |  |  |  |  | 23-13 23 11 19 13 Wood Connectors |  |  | 13-51 34 25 Chemotherapy Treatment Room
|  |  |  | 21-06 10 50 50 Amusement Park Structures and Equipment | 11-37 12 00 Dry Storage Facility |  |  |  |  | 23-13 23 11 19 15 Framing Anchors |  |  | 13-51 34 27 Dermatology Cryotherapy Space
|  |  |  | 21-06 10 50 60 Ice Rinks | 11-37 12 11 Food Storage Facility |  |  |  |  | 23-13 23 11 21 Mechanical Fasteners for Glass Structures |  |  | 13-51 34 29 Dermatology Procedure Room
|  |  |  | 21-06 10 50 70 Animal Containment | 11-37 12 15 Agricultural Storage Facility |  |  |  |  | 23-13 23 13 Welded Joint Products |  |  | 13-51 34 31 Dialysis Clean Equipment Preparation Room
|  |  |  | 21-06 10 60 Athletic and Recreational Special Construction | 11-37 12 19 Grain Silo |  |  |  |  | 23-13 23 13 11 Soldering Products |  |  | 13-51 34 33 Dialysis Soiled Equipment Processing
|  |  |  | 21-06 10 60 10 Indoor Soccer Boards | 11-37 12 23 Grain Elevator |  |  |  |  | 23-13 23 13 13 Brazing Products |  |  | 13-51 34 35 Dialysis Training Room
|  |  |  | 21-06 10 60 20 Safety Netting | 11-37 12 27 Consumer Products Storage Facility |  |  |  |  | 23-13 23 13 15 Welding Products |  |  | 13-51 34 37 EEG Exam Room
|  |  |  | 21-06 10 60 30 Arena Football Boards | 11-37 12 31 Parts Storage Facility |  |  |  |  | 23-13 23 15 Adhesives |  |  | 13-51 34 39 EEG Instrument and Work Room
|  |  |  | 21-06 10 60 40 Floor Sockets | 11-37 12 35 Equipment Storage Facility |  |  |  |  | 23-13 23 15 11 Natural Adhesives and Glues |  |  | 13-51 34 41 EEG/Sleep Study Monitoring Room
|  |  |  | 21-06 10 60 50 Athletic and Recreational Court Walls | 11-37 12 39 Raw Material Storage Facility |  |  |  |  | 23-13 23 15 13 Synthetic Adhesives |  |  | 13-51 34 43 Electromyography Room
|  |  |  | 21-06 10 60 60 Demountable Athletic Surfaces | 11-37 12 43 Self-Storage/Mini-Storage Facility |  |  |  |  | 23-13 23 15 15 Sound Proofing Adhesive |  |  | 13-51 34 45 ENT Procedure Room
|  |  |  | 21-06 10 80 Special Instrumentation | 11-37 15 00 Salvage Yard |  |  |  |  | 23-13 23 17 General Purpose Tape |  |  | 13-51 34 47 Evoked Potential Response Room
|  |  |  | 21-06 10 80 10 Stress Instrumentation | 11-37 19 00 Underground/Cave Storage |  |  |  |  | 23-13 23 19 Joint Fillers, Sealants, and Mastics |  |  | 13-51 34 49 General Purpose Dirty Treatment Room
|  |  |  | 21-06 10 80 20 Seismic Instrumentation | 11-37 23 00 Loft/Multi-Story Warehouse |  |  |  |  | 23-13 23 19 11 Joint Fillers |  |  | 13-51 34 51 Immunization Room
|  |  |  | 21-06 10 80 40 Meteorological Instrumentation | 11-37 26 00 Covered Storage Facility |  |  |  |  | 23-13 23 19 11 11 Backer Rods |  |  | 13-51 34 53 Infectious Disease Decontamination Shower
|  |  |  | 21-06 10 80 60 Earth Movement Monitoring | 11-37 26 11 Depot and Arsenal Covered Storage |  |  |  |  | 23-13 23 19 13 Putties |  |  | 13-51 34 55 Infectious Disease Decontamination Suite
|  |  |  | 21-06 20 Facility Remediation | 11-37 26 15 Installation and Organization Covered Storage |  |  |  |  | 23-13 23 19 15 Construction Sealants |  |  | 13-51 34 57 Life Support Unit Room
|  |  |  | 21-06 20 10 Hazardous Materials Remediation | 11-37 32 00 Open Storage Facility |  |  |  |  | 23-13 23 19 15 11 Elastomeric Construction Sealants |  |  | 13-51 34 61 OB/GYN Treatment Room
|  |  |  | 21-06 20 10 10 Transportation and Disposal of Hazardous Materials | 11-37 32 11 Depot Open Storage Facility |  |  |  |  | 23-13 23 19 15 13 Rigid Construction Sealants |  |  | 13-51 34 63 Patient Observation and Treatment Room
|  |  |  | 21-06 20 10 20 Asbestos Remediation | 11-37 32 15 Open Storage, Installation Facility |  |  |  |  | 23-13 23 19 15 15 Sanitary Construction Sealants |  |  | 13-51 34 65 Pentamidine Treatment Room
|  |  |  | 21-06 20 10 30 Lead Remediation | 11-37 35 00 Environmentally-Controlled Storage Facility |  |  |  |  | 23-13 23 19 15 17 Chemical Resistant Construction Sealants |  |  | 13-51 34 67 Peritoneal Dialysis Exam Room
|  |  |  | 21-06 20 10 40 Polychlorinate Biphenyl Remediation | 11-37 35 11 Cold Storage Facility |  |  |  |  | 23-13 23 19 15 19 Water Immersed Construction Sealants |  |  | 13-51 34 69 Peritoneal Dialysis Procedure Room
|  |  |  | 21-06 20 10 50 Mold Remediation | 11-37 35 21 Freezer Storage Facility |  |  |  |  | 23-13 23 19 17 Preformed Joint Seals |  |  | 13-51 34 71 Phototherapy Treatment Room
|  |  |  | 21-06 30 Demolition | 11-37 35 31 Warm Storage Facility |  |  |  |  | 23-13 23 19 17 11 Compression Seals |  |  | 13-51 34 73 Renal Dialysis Bed Station, Private
|  |  |  | 21-06 30 10 Structure Demolition | 11-37 39 00 Hazardous Storage Facility |  |  |  |  | 23-13 23 19 17 13 Joint Gaskets |  |  | 13-51 34 75 Renal Dialysis Room, Negative Pressure
|  |  |  | 21-06 30 10 10 Building Demolition | 11-37 39 11 Explosives Storage Facility |  |  |  |  | 23-13 23 21 Ropes, Wires, and Cables |  |  | 13-51 34 77 Renal Dialysis, Chair Station, Cubicle
|  |  |  | 21-06 30 10 30 Tower Demolition | 11-37 39 21 Toxins Storage Facility |  |  |  |  | 23-13 23 21 11 Ropes |  |  | 13-51 34 78 Renal Dialysis, Water Treatment Room
|  |  |  | 21-06 30 10 50 Bridge Demolition | 11-37 39 31 Radioactive Material Storage Facility |  |  |  |  | 23-13 23 21 13 Wires |  |  | 13-51 34 79 Sleep Study Room
|  |  |  | 21-06 30 10 70 Dam Demolition | 11-37 45 00 Gas Plant and Storage Facility |  |  |  |  | 23-13 23 21 15 Cables |  |  | 13-51 34 81 Provider Trainee Observation Area, Healthcare
|  |  |  | 21-06 30 30 Selective Demolition | 11-37 45 11 Helium Production/Storage Building |  |  |  |  | 23-13 25 00 Thermal and Moisture Protective Products |  |  | 13-51 34 83 Treatment Cubicle, Healthcare
|  |  |  | 21-06 30 30 10 Selective Building Demolition | 11-37 45 15 Helium Storage Facility |  |  |  |  | 23-13 25 11 Fireproofing |  |  | 13-51 34 85 Treatment Room, Healthcare
|  |  |  | 21-06 30 30 30 Selective Interior Demolition | 11-37 45 19 Installation Gas Storage Facility |  |  |  |  | 23-13 25 11 11 Board Fireproofing |  |  | 13-51 34 87 Neuropsychology Testing Laboratory
|  |  |  | 21-06 30 30 50 Selective Bridge Demolition | 11-37 49 00 Bulk Liquid Fuel Storage Facility |  |  |  |  | 23-13 25 11 11 11 Calcium Silicate Board Fireproofing |  |  | 13-51 37 00 Eye and Ear Healthcare Spaces
|  |  |  | 21-06 30 30 70 Selective Historic Demolition | 11-37 49 11 Strategic Petroleum Reserve Facility |  |  |  |  | 23-13 25 11 11 13 Slag Fiberboard Fireproofing |  |  | 13-51 37 11 Audiology Immittance Room
|  |  |  | 21-06 30 50 Structure Moving | 11-37 55 00 Bulk Liquid Non-Fuel Storage Facility |  |  |  |  | 23-13 25 11 13 Blanket Fireproofing |  |  | 13-51 37 13 Audiometric Exam Booth
|  |  |  | 21-06 30 50 10 Structure Relocation | 11-37 55 11 Liquid Oxygen Storage Facility |  |  |  |  | 23-13 25 11 13 11 Blanket Fireproofing Smoke Containment Barriers |  |  | 13-51 37 15 Audiometric Exam Suite
|  |  |  | 21-06 30 50 30 Structure Raising | 11-37 65 00 Intermodal/Transportation Facility |  |  |  |  | 23-13 25 11 15 Fireproofing Coatings |  |  | 13-51 37 17 Audiometric Multi-Exam Suite
|  |  |  | 21-07 00 00 Sitework | 11-37 65 11 Truck Terminal/Transit Facility |  |  |  |  | 23-13 25 11 15 11 Cement Aggregate Fireproofing |  |  | 13-51 37 19 Audiology Electrophysiology Exam Room
|  |  |  | 21-07 10 Site Preparation | 11-37 65 15 Air Cargo Warehouse |  |  |  |  | 23-13 25 11 15 13 Cementitious Fireproofing |  |  | 13-51 37 20 Hearing Aid Testing Laboratory
|  |  |  | 21-07 10 10 Site Clearing | 11-37 65 19 Distribution Warehouse |  |  |  |  | 23-13 25 11 15 15 Foamed Magnesium Oxychloride Fireproofing |  |  | 13-51 37 21 Electroretinography Room
|  |  |  | 21-07 10 10 10 Clearing and Grubbing | 11-37 65 23 Loading Platform/Ramp |  |  |  |  | 23-13 25 11 15 17 Intumescent Mastic Fireproofing |  |  | 13-51 37 23 ENT Exam Room
|  |  |  | 21-07 10 10 30 Tree and Shrub Removal and Trimming | 11-37 65 27 Cargo Handling and Storage Area |  |  |  |  | 23-13 25 11 15 19 Magnesium Cement Fireproofing |  |  | 13-51 37 25 Exam/Training Room, Low Vision
|  |  |  | 21-07 10 10 50 Earth Stripping and Stockpiling | 11-37 65 31 Marine Cargo Staging Area |  |  |  |  | 23-13 25 11 15 21 Mineral Fiber Cementitious Fireproofing |  |  | 13-51 37 27 Eye Lane
|  |  |  | 21-07 10 20 Site Elements Demolition | 11-37 65 41 Customs Facility |  |  |  |  | 23-13 25 11 15 23 Miner Fiber Fireproofing |  |  | 13-51 37 29 Laser Treatment Room
|  |  |  | 21-07 10 20 10 Utility Demolition | 11-41 00 00 Water Infrastructure Facility |  |  |  |  | 23-13 25 13 Firestopping |  |  | 13-51 37 31 Ophthalmology Procedure Room
|  |  |  | 21-07 10 20 30 Infrastructure Demolition | 11-41 11 00 Water Holding and Collection Facility |  |  |  |  | 23-13 25 13 11 Penetrations Firestopping |  |  | 13-51 37 33 Ophthalmology/Optometry Exam Room
|  |  |  | 21-07 10 20 50 Selective Site Demolition | 11-41 11 11 Water Tank or Tower |  |  |  |  | 23-13 25 13 11 11 Annular Space Protection Firestopping |  |  | 13-51 37 35 Photography Room, Ophthalmology/Optometry
|  |  |  | 21-07 10 30 Site Element Relocations | 11-41 11 14 Dam |  |  |  |  | 23-13 25 13 11 13 Fire Resistant Joint Sealants |  |  | 13-51 37 37 PRK/LASIK Treatment Room
|  |  |  | 21-07 10 30 10 Utility Relocation | 11-41 11 17 Reservoir |  |  |  |  | 23-13 25 13 11 15 Firestopping Foams |  |  | 13-51 37 39 Sinusoidal Vertical Axis Rotational Rest Room
|  |  |  | 21-07 10 50 Site Remediation | 11-41 11 25 Shore Erosion Prevention Facility |  |  |  |  | 23-13 25 13 11 15 11 Intumescent Firestopping Foams |  |  | 13-51 37 41 Tilt Table Testing Room
|  |  |  | 21-07 10 50 10 Physical Decontamination | 11-41 21 00 Water Distribution Facility |  |  |  |  | 23-13 25 13 11 15 13 Silicone Firestopping Foams |  |  | 13-51 37 43 Training Room, Low Vision, Polytrauma
|  |  |  | 21-07 10 50 15 Chemical Decontamination | 11-41 21 11 Potable Water Distribution Facility |  |  |  |  | 23-13 25 13 11 17 Firestopping Mortars |  |  | 13-51 37 45 Ultrasound/Optical Coherence Tomography Room
|  |  |  | 21-07 10 50 20 Thermal Decontamination | 11-41 21 14 Storm Water Sewer Distribution Facility |  |  |  |  | 23-13 25 13 11 19 Firestopping Pillows |  |  | 13-51 37 47 Vestibulography Room
|  |  |  | 21-07 10 50 25 Biological Decontamination | 11-41 21 17 Sanitary Sewer Distribution Facility |  |  |  |  | 23-13 25 13 11 21 Firestopping Thermal Barriers for Plastics |  |  | 13-51 37 49 Vision/Hearing Screening Room
|  |  |  | 21-07 10 50 30 Remediation Soil Stabilization | 11-41 21 21 Irrigation Distribution Facility |  |  |  |  | 23-13 25 13 13 Fire Safing |  |  | 13-51 37 51 Vision Screening Room
|  |  |  | 21-07 10 50 40 Site Containment | 11-41 21 24 Canal |  |  |  |  | 23-13 25 13 13 11 Fire Safing Fibrous Blankets |  |  | 13-51 37 53 Vision Testing Station
|  |  |  | 21-07 10 50 45 Sinkhole Remediation | 11-41 21 27 Canal Lock |  |  |  |  | 23-13 25 13 13 13 Fire Safing Sealants |  |  | 13-51 37 55 Visual Fields Room
|  |  |  | 21-07 10 50 50 Hazardous Waste Drum Handling | 11-41 21 31 Aqueduct |  |  |  |  | 23-13 25 13 13 15 Fire Safing Clip Anchors |  |  | 13-51 37 57 Eye, Contact Lens Fitting/Dispensing Space
|  |  |  | 21-07 10 50 60 Contaminated Site Material Removal | 11-41 21 35 Navigation Revetment |  |  |  |  | 23-13 25 15 Dampproofings |  |  | 13-51 37 59 Eyeglass Fitting and Dispensing Space
|  |  |  | 21-07 10 50 80 Water Remediation | 11-41 21 39 Training Dike/Wing Dam/Pile Dike |  |  |  |  | 23-13 25 15 11 Dampproofing Membranes |  |  | 13-51 41 00 Endoscopy/Gastroenterology Spaces
|  |  |  | 21-07 10 70 Site Earthwork | 11-41 24 00 Water Treatment Facility |  |  |  |  | 23-13 25 15 13 Dampproofing Coatings |  |  | 13-51 41 11 Bronchoscopy Equipment Preparation Room
|  |  |  | 21-07 10 70 10 Grading | 11-41 24 11 Potable Water Treatment Facility |  |  |  |  | 23-13 25 15 13 11 Bituminous Dampproofing Coatings |  |  | 13-51 41 13 Bronchoscopy Procedure Room
|  |  |  | 21-07 10 70 20 Excavation and Fill | 11-41 24 14 Waste Water Treatment Facility |  |  |  |  | 23-13 25 15 13 13 Cementitious Dampproofing Coatings |  |  | 13-51 41 15 Endoscope Clean-up, Sterilization, and Storage Room
|  |  |  | 21-07 10 70 30 Embankments | 11-41 24 17 Wetlands Water Treatment Facility |  |  |  |  | 23-13 25 17 Waterproofing |  |  | 13-51 41 17 Endoscopy Room
|  |  |  | 21-07 10 70 35 Erosion and Sedimentation Controls | 11-41 27 00 Special Water Production Facility |  |  |  |  | 23-13 25 17 11 Built Up Bituminous Waterproofing |  |  | 13-51 41 19 Gastroenterology Laboratory
|  |  |  | 21-07 10 70 40 Soil Stabilization | 11-41 27 11 Water Distillation Facility |  |  |  |  | 23-13 25 17 13 Sheet Waterproofing |  |  | 13-51 41 21 Proctoscopy/Sigmoidoscopy Room
|  |  |  | 21-07 10 70 45 Rock Stabilization | 11-41 27 14 Special Water Purification Facility |  |  |  |  | 23-13 25 17 13 11 Bituminous Sheet Waterproofing |  |  | 13-51 41 23 Urodynamics Treatment Room
|  |  |  | 21-07 10 70 50 Soil Reinforcement | 11-41 27 17 Chilled Water Facility |  |  |  |  | 23-13 25 17 13 13 Elastomeric Sheet Waterproofing |  |  | 13-51 44 00 Surgical Spaces
|  |  |  | 21-07 10 70 55 Slope Protection | 11-41 35 00 Fire Protection Water Facility |  |  |  |  | 23-13 25 17 13 15 Modified Bituminous Sheet Waterproofing |  |  | 13-51 44 11 Anesthesia Workroom and Equipment Storage
|  |  |  | 21-07 10 70 60 Gabions | 11-41 35 11 Water Source, Fire Protection |  |  |  |  | 23-13 25 17 13 17 Thermoplastic Sheet Waterproofing |  |  | 13-51 44 13 Cardiac Operating Room
|  |  |  | 21-07 10 70 65 Riprap | 11-41 35 15 Water Distribution Line, Fire Protection |  |  |  |  | 23-13 25 17 15 Fluid Applied Waterproofing |  |  | 13-51 44 15 Cardiac Pump Room
|  |  |  | 21-07 10 70 70 Wetlands | 11-41 35 19 Water Impoundment, Fire Protection |  |  |  |  | 23-13 25 17 15 11 Hot Applied Rubberized Asphalt |  |  | 13-51 44 17 Cesarean Birth Room
|  |  |  | 21-07 10 70 80 Earth Dams | 11-41 35 23 Water Pump Facility, Fire Protection |  |  |  |  | 23-13 25 17 17 Sheet Metal Waterproofing |  |  | 13-51 44 19 Cystoscopy Room
|  |  |  | 21-07 10 70 90 Site Soil Treatment | 11-41 35 27 Water Tank, Fire Protection |  |  |  |  | 23-13 25 17 19 Cementitious and Reactive Waterproofing |  |  | 13-51 44 21 Equipment Storage Room, Surgical
|  |  |  | 21-07 20 Site Improvements | 11-41 39 00 Marine Improvement |  |  |  |  | 23-13 25 17 19 11 Acrylic Modified Cement Waterproofing |  |  | 13-51 44 23 Frozen Section Laboratory
|  |  |  | 21-07 20 10 Roadways | 11-41 39 11 Harbor Marine Improvements |  |  |  |  | 23-13 25 17 19 13 Crystalline Waterproofing |  |  | 13-51 44 25 General Operating Room
|  |  |  | 21-07 20 10 10 Roadway Pavement | 11-41 43 00 Fish Passage |  |  |  |  | 23-13 25 17 19 15 Metal Oxide Waterproofing |  |  | 13-51 44 27 Nerve Block Induction Room
|  |  |  | 21-07 20 10 20 Roadway Curbs and Gutters | 11-41 43 11 Fish Facility |  |  |  |  | 23-13 25 17 21 Bentonite Waterproofing |  |  | 13-51 44 29 Neurosurgery Operating Room
|  |  |  | 21-07 20 10 40 Roadway Appurtenances | 11-41 47 00 Ground Improvement Structure |  |  |  |  | 23-13 25 17 21 11 Bentonite Panel Waterproofing |  |  | 13-51 44 31 Orthopedic Operating Room
|  |  |  | 21-07 20 10 70 Roadway Lighting | 11-41 47 11 Grounds Drainage |  |  |  |  | 23-13 25 17 21 13 Bentonite Sheet Waterproofing |  |  | 13-51 44 33 Patient Holding Area, Surgical
|  |  |  | 21-07 20 10 80 Vehicle Fare Collection | 11-42 00 00 Energy Infrastructure Facility |  |  |  |  | 23-13 25 17 23 Waterproof Traffic Coatings |  |  | 13-51 44 35 Postanesthesia Recovery Cubicle
|  |  |  | 21-07 20 20 Parking Lots | 11-42 11 00 Energy Production Facility |  |  |  |  | 23-13 25 17 23 11 Pedestrian Waterproof Traffic Coatings |  |  | 13-51 44 37 Postanesthesia Recovery Isolation Room
|  |  |  | 21-07 20 20 10 Parking Lot Pavement | 11-42 11 11 Nuclear-Powered Electrical Generation Facility |  |  |  |  | 23-13 25 17 23 13 Vehicular Waterproof Traffic Coatings |  |  | 13-51 44 39 Postoperative Recovery Lounge
|  |  |  | 21-07 20 20 20 Parking Lot Curbs and Gutters | 11-42 11 14 Wind-Powered Electrical Generation Facility |  |  |  |  | 23-13 25 19 Thermal Insulation |  |  | 13-51 44 41 Preparation/Recovery Spaces, Surgical
|  |  |  | 21-07 20 20 40 Parking Lot Appurtenances | 11-42 11 17 Solar-Powered Electrical Generation Facility |  |  |  |  | 23-13 25 19 11 Slab and Board Thermal Insulation |  |  | 13-51 44 41 11 Preparation/Recovery Cubicle, Surgical
|  |  |  | 21-07 20 20 70 Parking Lot Lighting | 11-42 11 21 Hydroelectric Generation Facility |  |  |  |  | 23-13 25 19 11 11 Polystyrene Slab and Board Thermal Insulation |  |  | 13-51 44 41 13 Preparation/Recovery Room, Surgical
|  |  |  | 21-07 20 20 80 Exterior Parking Control Equipment | 11-42 11 24 Geothermal-Powered Electrical Generation Facility |  |  |  |  | 23-13 25 19 11 11 11 Expanded Polystyrene Slab and Board Thermal Insulation |  |  | 13-51 44 43 Procedure/Minor Operating Room
|  |  |  | 21-07 20 30 Pedestrian Plazas and Walkways | 11-42 11 27 Gas-Powered Electrical Generation Facility |  |  |  |  | 23-13 25 19 11 11 13 Extruded Polystyrene Slab and Board Thermal Insulation |  |  | 13-51 44 45 Scrub/Gowning Area
|  |  |  | 21-07 20 30 10 Pedestrian Pavement | 11-42 11 31 Coal-Powered Electrical Generation Facility |  |  |  |  | 23-13 25 19 11 13 Urethane Slab and Board Thermal Insulation |  |  | 13-51 44 47 Sub-Sterile Room
|  |  |  | 21-07 20 30 20 Pedestrian Pavement Curbs and Gutters | 11-42 11 34 Oil-Powered Electrical Generation Facility |  |  |  |  | 23-13 25 19 11 15 Perlite Slab and Board Thermal Insulation |  |  | 13-51 44 50 Operating Room, Sterile Storage
|  |  |  | 21-07 20 30 30 Exterior Steps and Ramps | 11-42 11 37 Steam Production Facility |  |  |  |  | 23-13 25 19 11 17 Fiberglass Slab and Board Thermal Insulation |  |  | 13-51 44 51 Surgical Laser Treatment Room
|  |  |  | 21-07 20 30 40 Pedestrian Pavement Appurtenances | 11-42 11 55 Stand-By/Emergency Power Facility |  |  |  |  | 23-13 25 19 13 Blanket Thermal Insulation |  |  | 13-51 44 53 Recovery Room, Surgical
|  |  |  | 21-07 20 30 70 Plaza and Walkway Lighting | 11-42 21 00 Energy Distribution Node |  |  |  |  | 23-13 25 19 13 11 Fiberglass Blanket Thermal Insulation |  |  | 13-51 44 55 Surgical Suite, Workroom and Supply Space
|  |  |  | 21-07 20 30 80 Exterior Pedestrian Control Equipment | 11-42 21 11 Electrical Substation |  |  |  |  | 23-13 25 19 13 13 Rock Wool Blanket Thermal Insulation |  |  | 13-51 47 00 Clinical Laboratory Spaces
|  |  |  | 21-07 20 40 Airfields | 11-42 21 14 Electrical Switching Station |  |  |  |  | 23-13 25 19 15 Thermal Insulation Coatings |  |  | 13-51 47 11 Automated Clinical Laboratory
|  |  |  | 21-07 20 40 10 Aviation Pavement | 11-42 21 21 Electrical Transformer |  |  |  |  | 23-13 25 19 15 11 Sprayed Thermal Insulation Coatings |  |  | 13-51 47 13 Bioassay (Radioimmunoassay) Room
|  |  |  | 21-07 20 40 20 Aviation Pavement Curbs and Gutters | 11-42 21 24 Natural Gas Pumping Station |  |  |  |  | 23-13 25 19 15 11 11 Sprayed Cellulose Thermal Insulation Coatings |  |  | 13-51 47 15 Blood Gas Laboratory
|  |  |  | 21-07 20 40 40 Aviation Pavement Appurtenances | 11-42 21 29 Miscellaneous Pump Station |  |  |  |  | 23-13 25 19 17 Loose Fill Thermal Insulation |  |  | 13-51 47 17 Blood Hemotherapeutics Room
|  |  |  | 21-07 20 40 70 Airfield Lighting | 11-42 24 00 Energy Storage Facility |  |  |  |  | 23-13 25 19 17 11 Granular Fill Thermal Insulation |  |  | 13-51 47 19 Bone Dissection Laboratory
|  |  |  | 21-07 20 40 80 Airfield Signaling and Control Equipment | 11-42 24 11 Liquid Fuel Storage |  |  |  |  | 23-13 25 21 Sound Isolation Insulation |  |  | 13-51 47 21 Clinical Chemistry Laboratory
|  |  |  | 21-07 20 50 Athletic, Recreational, and Playfield Areas | 11-42 24 14 Solid Fuel Storage |  |  |  |  | 23-13 25 21 11 Slab and Board Sound Isolation Insulation |  |  | 13-51 47 23 Clinical Microbiology Laboratory
|  |  |  | 21-07 20 50 10 Athletic Areas | 11-42 24 17 Gas Fuel Storage |  |  |  |  | 23-13 25 21 13 Fiberglass Slab and Board Sound Isolation Insulation |  |  | 13-51 47 25 Cytology Laboratory
|  |  |  | 21-07 20 50 30 Recreational Areas | 11-42 24 21 Electrical Storage |  |  |  |  | 23-13 25 21 15 Blanket Sound Isolation Insulation |  |  | 13-51 47 27 Cytology Screening and Histology Space
|  |  |  | 21-07 20 50 50 Playfield Areas | 11-42 24 25 Miscellaneous Liquid Storage Tank and Basin |  |  |  |  | 23-13 25 21 15 11 Fiberglass Blanket Sound Isolation Insulation |  |  | 13-51 47 29 Dermatology Laboratory
|  |  |  | 21-07 20 60 Site Development | 11-42 27 00 Energy Distribution Facility |  |  |  |  | 23-13 25 21 15 13 Rock Wool Blanket Sound Isolation Insulation |  |  | 13-51 47 31 Electron Microscope Suite
|  |  |  | 21-07 20 60 10 Exterior Fountains | 11-42 27 11 Power Tunnel |  |  |  |  | 23-13 25 21 17 Sound Isolation Coatings |  |  | 13-51 47 33 Electron Microscope System Room
|  |  |  | 21-07 20 60 20 Fences and Gates | 11-42 27 14 Power Trench |  |  |  |  | 23-13 25 21 19 Sound Isolation Loose Fills |  |  | 13-51 47 35 Entomology Laboratory
|  |  |  | 21-07 20 60 25 Site Furnishings | 11-42 27 17 Pipe Line |  |  |  |  | 23-13 25 21 19 11 Granular Sound Isolation Loose Fills |  |  | 13-51 47 37 Flow Cytometer Space
|  |  |  | 21-07 20 60 30 Exterior Signage | 11-42 27 21 Power Line |  |  |  |  | 23-13 25 23 Damage Prevention Products |  |  | 13-51 47 39 Fluorescence Microscope Room
|  |  |  | 21-07 20 60 35 Flagpoles | 11-42 27 24 Steam Tunnel |  |  |  |  | 23-13 25 23 11 Products for Prevention of Biological Damage |  |  | 13-51 47 41 General Clinical Laboratory Area
|  |  |  | 21-07 20 60 40 Covers and Shelters | 11-42 27 27 Natural Gas Pipeline |  |  |  |  | 23-13 25 23 11 11 Coatings for Prevention of Biological Damage |  |  | 13-51 47 43 Hematology Laboratory, Coagulation
|  |  |  | 21-07 20 60 45 Exterior Gas Lighting | 11-42 27 32 Overhead Electrical Power Distribution Line |  |  |  |  | 23-13 25 23 13 Products for Prevention of Chemical Damage |  |  | 13-51 47 45 Hematology Laboratory, Routine
|  |  |  | 21-07 20 60 50 Site Equipment | 11-42 27 35 Exterior Lighting Pole |  |  |  |  | 23-13 25 23 13 11 Tiles and Slabs for Prevention of Chemical Damage |  |  | 13-51 47 47 Histology Laboratory
|  |  |  | 21-07 20 60 60 Retaining Walls | 11-42 27 39 Underground Electrical Power Distribution Line |  |  |  |  | 23-13 25 23 13 13 Sheets for Prevention of Chemical Damage |  |  | 13-51 47 49 Immunopathology Laboratory
|  |  |  | 21-07 20 60 70 Site Bridges | 11-42 38 00 Heat and Refrigeration Facility |  |  |  |  | 23-13 25 23 13 15 Coatings for Prevention of Chemical Damage |  |  | 13-51 47 51 Microbiology Biosafety Laboratory
|  |  |  | 21-07 20 60 80 Site Screening Devices | 11-42 38 11 Heat Source |  |  |  |  | 23-13 25 23 15 Products for Prevention of Abrasive Wear |  |  | 13-51 47 53 Microbiology Mycology Laboratory
|  |  |  | 21-07 20 60 85 Site Specialties | 11-42 38 15 Heat Distribution Line |  |  |  |  | 23-13 25 25 Air Barriers |  |  | 13-51 47 55 Microbiology Mycobacteriology Laboratory
|  |  |  | 21-07 20 80 Landscaping | 11-42 38 19 Heat Gas Production Plant |  |  |  |  | 23-13 25 27 Vapor Barriers |  |  | 13-51 47 57 Moh's Laboratory
|  |  |  | 21-07 20 80 10 Planting Irrigation | 11-42 38 23 Heat Gas Storage |  |  |  |  | 23-13 27 00 Maintenance Products and Chemicals for Construction |  |  | 13-51 47 59 Mycology Laboratory
|  |  |  | 21-07 20 80 20 Turf and Grasses | 11-42 38 27 Installation Gas Distribution Line |  |  |  |  | 23-13 27 11 Cleaning and Maintenance Products |  |  | 13-51 47 61 Nephrology Renal Study Space
|  |  |  | 21-07 20 80 30 Plants | 11-42 38 31 Heat Gas Distribution Line |  |  |  |  | 23-13 27 11 11 Cleaning Products |  |  | 13-51 47 63 Renal Studies Laboratory
|  |  |  | 21-07 20 80 50 Planting Accessories | 11-42 38 35 Refrigeration and Air Conditioning Source |  |  |  |  | 23-13 27 11 13 Maintenance Products |  |  | 13-51 47 65 Special Chemistry Laboratory
|  |  |  | 21-07 20 80 70 Landscape Lighting | 11-42 38 39 Chilled Water and Refrigerant Distribution Line |  |  |  |  | 23-13 27 11 15 Combined Cleaning and Protection Products |  |  | 13-51 47 67 Urine Testing Alcove
|  |  |  | 21-07 20 80 80 Landscaping Activities | 11-43 00 00 Waste Infrastructure Facility |  |  |  |  | 23-13 27 13 Repair Products |  |  | 13-51 47 69 Urinalysis Laboratory
|  |  |  | 21-07 30 Liquid and Gas Site Utilities | 11-43 11 00 Waste Collection and Holding Facility |  |  |  |  | 23-13 27 13 11 Repair Mortars |  |  | 13-51 47 71 Urology Laboratory
|  |  |  | 21-07 30 10 Water Utilities | 11-43 11 05 Refuse Collection and Recycling Facility |  |  |  |  | 23-13 27 13 13 Concrete Restoration and Cleaning Products |  |  | 13-51 47 73 Medical Autopsy Room
|  |  |  | 21-07 30 10 10 Site Domestic Water Distribution | 11-43 11 08 Incinerator |  |  |  |  | 23-13 27 13 13 11 Concrete Cleaning Products |  |  | 13-51 51 00 Clinical Laboratory Support Spaces
|  |  |  | 21-07 30 10 30 Site Fire Protection Water Distribution | 11-43 11 11 Land Fill |  |  |  |  | 23-13 27 13 13 13 Concrete Resurfacing Products |  |  | 13-51 51 11 Blood Bank Donor Station
|  |  |  | 21-07 30 10 50 Site Irrigation Water Distribution | 11-43 11 12 Hazardous Waste Landfill |  |  |  |  | 23-13 27 13 13 15 Concrete Rehabilitation Products |  |  | 13-51 51 13 Blood Bank Preparation Rom
|  |  |  | 21-07 30 20 Sanitary Sewerage Utilities | 11-43 11 14 Special Waste Holding Facility |  |  |  |  | 23-13 27 13 15 Masonry Restoration and Cleaning Products |  |  | 13-51 51 15 Blood Bank Blood Product Storage Space
|  |  |  | 21-07 30 20 10 Sanitary Sewerage Utility Connection | 11-43 11 25 Animal Waste Handling Facility |  |  |  |  | 23-13 27 13 15 11 Unit Masonry Restoration Products |  |  | 13-51 51 17 Blood Bank Storage and Transfusion Room
|  |  |  | 21-07 30 20 20 Sanitary Sewerage Piping | 11-43 21 00 Waste Processing Facility |  |  |  |  | 23-13 27 13 15 13 Stone Restoration products |  |  | 13-51 51 19 Blood Specimen Collection Room
|  |  |  | 21-07 30 20 40 Utility Septic Tanks | 11-43 21 11 Sewage Treatment Facility |  |  |  |  | 23-13 27 13 15 15 Unit Masonry Cleaning Products |  |  | 13-51 51 21 Cell Bank Freezer, Ultra Low
|  |  |  | 21-07 30 20 50 Sanitary Sewerage Structures | 11-43 21 14 Industrial Waste Treatment Facility |  |  |  |  | 23-13 27 13 15 17 Stone Cleaning products |  |  | 13-51 51 23 Electron Microscope Automated Data Processing Room
|  |  |  | 21-07 30 20 60 Sanitary Sewerage Lagoons | 11-43 21 17 Water Separation Facility |  |  |  |  | 23-13 27 13 17 Metal Restoration and Cleaning Products |  |  | 13-51 51 25 Electron Microscope Cutting Room
|  |  |  | 21-07 30 30 Storm Drainage Utilities | 11-43 21 21 Septic Tank and Drain Field |  |  |  |  | 23-13 27 13 19 Wood and Plastic Restoration and Cleaning Products |  |  | 13-51 51 27 Electron Microscope Dark Room
|  |  |  | 21-07 30 30 10 Storm Drainage Utility Connection | 11-43 21 23 Septic Lagoon and Settlement Ponds |  |  |  |  | 23-13 27 13 19 11 Wood Restoration and Cleaning Products |  |  | 13-51 51 29 Electron Microscope Developing, Printing and Enlarging Room
|  |  |  | 21-07 30 30 20 Storm Drainage Piping | 11-43 21 26 Sewage Lift Stations |  |  |  |  | 23-13 27 13 19 13 Plastic Restoration and Cleaning Products |  |  | 13-51 51 31 Electron Microscope Finishing Room
|  |  |  | 21-07 30 30 30 Culverts | 11-43 21 29 Recycling Processing Center |  |  |  |  | 23-13 27 15 Chemicals for Construction |  |  | 13-51 51 33 Electron Microscope Preparation Room
|  |  |  | 21-07 30 30 40 Site Storm Water Drains | 11-43 21 32 Special Waste Reclamation Facility |  |  |  |  | 23-13 27 15 11 Solvents |  |  | 13-51 51 35 Glassware Washing and Decontamination Room, Clinical Laboratory
|  |  |  | 21-07 30 30 50 Storm Drainage Pumps | 11-44 00 00 Information Infrastructure Facility |  |  |  |  | 23-13 27 15 13 Acids |  |  | 13-51 51 37 Glassware Washing Room, Clinical Laboratory
|  |  |  | 21-07 30 30 60 Site Subdrainage | 11-44 11 00 Information Node |  |  |  |  | 23-13 27 15 15 Alkalis |  |  | 13-51 51 39 Slides and Blocks Storage Room, Clinical Laboratory
|  |  |  | 21-07 30 30 70 Storm Drainage Ponds and Reservoirs | 11-44 11 11 Computing Center |  |  |  |  | 23-13 27 15 17 Salts |  |  | 13-51 51 41 Sterilization and Solution Preparation Room, Clinical Laboratory
|  |  |  | 21-07 30 50 Site Energy Distribution | 11-44 11 14 Tier I Data Center |  |  |  |  | 23-13 29 00 Foundations |  |  | 13-51 51 43 Tissue Storage Area, Clinical Laboratory
|  |  |  | 21-07 30 50 10 Site Hydronic Heating Distribution | 11-44 11 17 Tier II Data Center |  |  |  |  | 23-13 29 11 Foundation Piles |  |  | 13-51 51 45 Microbiology Media Preparation Laboratory
|  |  |  | 21-07 30 50 20 Site Steam Energy Distribution | 11-44 11 21 Tier III Data Center |  |  |  |  | 23-13 29 11 11 Foundation Pile Components |  |  | 13-51 51 47 Specimen Accessioning, Processing and Distribution Room
|  |  |  | 21-07 30 50 40 Site Hydronic Cooling Distribution | 11-44 11 24 Tier IV Data Center |  |  |  |  | 23-13 29 11 11 11 Pile Casings (Linings) |  |  | 13-51 51 49 Laboratory, Water
|  |  |  | 21-07 30 60 Site Fuel Distribution | 11-44 11 27 Automated Data Processing Center |  |  |  |  | 23-13 29 11 11 13 Cores and Mandrels |  |  | 13-51 54 00 Pharmacy Spaces
|  |  |  | 21-07 30 60 10 Site Gas Distribution | 11-44 11 75 Outdoor Sign |  |  |  |  | 23-13 29 11 11 15 Pile Extension Pieces |  |  | 13-51 54 11 Chemotherapy Agent Medication Preparation Room
|  |  |  | 21-07 30 60 20 Site Fuel-Oil Distribution | 11-44 21 00 Information Distribution Facility |  |  |  |  | 23-13 29 11 11 17 Pile Shoes |  |  | 13-51 54 13 Compound Sterile Preparation Space - High Risk
|  |  |  | 21-07 30 60 30 Site Gasoline Distribution | 11-44 21 11 Telecommunication Lines |  |  |  |  | 23-13 29 11 11 19 Pile Splices |  |  | 13-51 54 15 Compound Sterile Preparation Space - Low Risk
|  |  |  | 21-07 30 60 40 Site Diesel Fuel Distribution | 11-44 21 14 Satellite Distribution Facility |  |  |  |  | 23-13 29 11 11 21 Pile Caps |  |  | 13-51 54 17 Compounding Area
|  |  |  | 21-07 30 60 60 Site Aviation Fuel Distribution | 11-44 55 00 Electronics and Communications Equipment Maintenance Facility |  |  |  |  | 23-13 29 11 13 Driven Piles |  |  | 13-51 54 19 Dialysate Preparation Room
|  |  |  | 21-07 30 90 Liquid and Gas Site Utilities Supplementary Components | 11-44 55 11 Electronic and Communication Maintenance Shop |  |  |  |  | 23-13 29 11 13 11 Composite Driven Piles |  |  | 13-51 54 21 IV Admixture Anteroom
|  |  |  | 21-07 30 90 10 Supplementary Components | 11-44 55 15 Electronic and Communication Maintenance Shop, Depot |  |  |  |  | 23-13 29 11 13 13 Concrete Filled Steel Driven Piles |  |  | 13-51 54 23 IV Admixture Room
|  |  |  | 21-07 40 Electrical Site Improvements | 11-44 55 19 Electronic and Communication Maintenance Facility |  |  |  |  | 23-13 29 11 13 15 Precast Concrete Driven Piles |  |  | 13-51 54 25 Medication Preparation Room
|  |  |  | 21-07 40 10 Site Electric Distribution Systems | 11-51 00 00 Transportation Facility |  |  |  |  | 23-13 29 11 13 17 Rolled Steel Section Driven Piles |  |  | 13-51 54 27 Methadone Dispensing Station
|  |  |  | 21-07 40 10 10 Electrical Utility Services | 11-51 11 00 Aerospace Transportation Terminal |  |  |  |  | 23-13 29 11 13 19 Unfilled Tubular Steel Driven Piles |  |  | 13-51 54 29 Oncology Drug Preparation Area
|  |  |  | 21-07 40 10 20 Electric Transmission and Distribution | 11-51 11 11 Rural/Isolated Airfield |  |  |  |  | 23-13 29 11 13 21 Wood Driven Piles |  |  | 13-51 54 31 Pharmacy
|  |  |  | 21-07 40 10 30 Electrical Substations | 11-51 11 14 Local or Municipal Airfield |  |  |  |  | 23-13 29 11 13 23 Sheet Driven Piles |  |  | 13-51 54 32 Pharmacy, Dispensing Space
|  |  |  | 21-07 40 10 40 Electrical Transformers | 11-51 11 17 Regional Airport |  |  |  |  | 23-13 29 11 15 Screw Piles |  |  | 13-51 54 33 Pharmacy Manufacturing & Prepack Space
|  |  |  | 21-07 40 10 50 Electrical Switchgear and Protection Devices | 11-51 11 21 International Airport |  |  |  |  | 23-13 29 13 Caissons, Foundation Casings |  |  | 13-51 54 35 Prescription Receiving Station
|  |  |  | 21-07 40 10 70 Site Grounding | 11-51 11 24 Heliport |  |  |  |  | 23-13 29 13 11 Well Foundation Casings |  |  | 13-51 54 37 Pharmacy, Bulk, Breakdown and Verification Area
|  |  |  | 21-07 40 10 90 Electrical Distribution System Instrumentation and Controls | 11-51 11 27 Extra-Atmospheric Aerospace Transportation Terminal |  |  |  |  | 23-13 29 13 13 Caissons |  |  | 13-51 54 39 Pharmacy, Controlled Substances and Secured Dispensing
|  |  |  | 21-07 40 50 Site Lighting | 11-51 11 35 Passenger Assembly Facility |  |  |  |  | 23-13 29 15 Shallow Foundations |  |  | 13-51 57 00 Medical Services Logistic Spaces
|  |  |  | 21-07 40 50 10 Area Lighting | 11-51 11 39 Ground Operations Building |  |  |  |  | 23-13 29 15 11 Column Bases |  |  | 13-51 57 11 Automatic Cart Wash Area, Healthcare
|  |  |  | 21-07 40 50 20 Flood Lighting | 11-51 11 43 Airfield Operational Building |  |  |  |  | 23-13 29 15 13 Grade Beams |  |  | 13-51 57 13 BSL3 Infectious Disease Suite, Autoclave Room
|  |  |  | 21-07 40 50 50 Building Illumination | 11-51 11 47 Non-Building Airfield Operational Facility |  |  |  |  | 23-13 29 15 15 Strip Foundation Blocks |  |  | 13-51 57 15 BSL3 Suite, Autoclave Room
|  |  |  | 21-07 40 50 90 Exterior Lighting Supplementary Components | 11-51 21 00 Marine Transportation Terminal |  |  |  |  | 23-13 29 17 Special Foundations |  |  | 13-51 57 17 Cart Assembly/Queue Area, Healthcare
|  |  |  | 21-07 50 Site Communications | 11-51 21 11 Recreational Marina |  |  |  |  | 23-13 29 17 11 Controlled Modulus Columns |  |  | 13-51 57 19 Clean Cart Holding Area, Healthcare
|  |  |  | 21-07 50 10 Site Communications Systems | 11-51 21 12 Recreational Pier |  |  |  |  | 23-13 29 17 13 Other Special Foundations |  |  | 13-51 57 20 Medical Material Cart Restocking Area
|  |  |  | 21-07 50 10 10 Site Communications Structures | 11-51 21 14 Commercial Pier |  |  |  |  | 23-13 31 00 Structural Concrete Products |  |  | 13-51 57 21 Clean Linen Preparation and Storage Area, Healthcare
|  |  |  | 21-07 50 10 30 Site Communications Distribution | 11-51 21 15 Wharf |  |  |  |  | 23-13 31 11 Structural Concrete |  |  | 13-51 57 23 Clean Supply Preparation and Assembly Area, Healthcare
|  |  |  | 21-07 50 10 50 Wireless Communications Distribution | 11-51 21 17 Industrial Pier |  |  |  |  | 23-13 31 13 Ready Mixed Concrete |  |  | 13-51 57 25 Clean Supply Preparation Area, Healthcare
|  |  |  | 21-07 90 Miscellaneous Site Construction | 11-51 21 21 Port |  |  |  |  | 23-13 31 15 Precast Structural Concrete |  |  | 13-51 57 27 Equipment Processing and Clean Storage Room, Healthcare
|  |  |  | 21-07 90 10 Tunnels | 11-51 21 23 Container Terminal |  |  |  |  | 23-13 31 17 Concrete Formwork |  |  | 13-51 57 29 Ethylene Oxide Gas Sterilizer Room
|  |  |  | 21-07 90 10 10 Vehicular Tunnels | 11-51 24 00 Rail Transportation Terminal |  |  |  |  | 23-13 31 17 11 Steel Forms |  |  | 13-51 57 31 Instrument Sterilization Room
|  |  |  | 21-07 90 10 20 Pedestrian Tunnels | 11-51 24 11 Rural Long Distance Rail Station |  |  |  |  | 23-13 31 17 13 Prefabricated Stair Forms |  |  | 13-51 57 32 Central Sterile, Receiving and Decontamination
|  |  |  | 21-07 90 10 40 Service Tunnels | 11-51 24 14 Urban Long Distance Rail Station |  |  |  |  | 23-13 31 17 15 Concrete Form Liners |  |  | 13-51 57 33 Manual Cart Wash Area, Healthcare
|  |  |  | 21-07 90 10 90 Tunnel Construction Related Activities | 11-51 24 17 Local Transit Rail Station |  |  |  |  | 23-13 31 17 17 Insulated Concrete Forms |  |  | 13-51 57 35 Soiled Cart Holding Area, Healthcare
[5 empty] | 11-51 24 35 Explosives Railway Holding Yard |  |  |  |  | 23-13 31 19 Non Formwork |  |  | 13-51 57 37 Soiled Cart Receiving Area, Healthcare
[5 empty] | 11-51 27 00 Motor Vehicle Transportation Terminal |  |  |  |  | 23-13 31 21 Reinforcement and Prestressing Components |  |  | 13-51 57 39 Soiled Instrument and Equipment Receiving and Decontamination Room, Healthcare
[5 empty] | 11-51 27 11 Long Distance Bus Station |  |  |  |  | 23-13 31 21 11 Reinforcement Components |  |  | 13-51 57 41 Sterile Supply Preparation and Assembly Area, Healthcare
[5 empty] | 11-51 27 14 Local Transit Bus Station |  |  |  |  | 23-13 31 21 11 11 Reinforcing Steel |  |  | 13-51 57 43 Biomedical Electronic Repair
[5 empty] | 11-51 27 15 Bus Stop Shelter |  |  |  |  | 23-13 31 21 11 13 Reinforcement Steel Mesh |  |  | 13-51 61 00 Rehabilitation Spaces
[5 empty] | 11-51 27 17 Roadside Truck Stop |  |  |  |  | 23-13 31 21 11 13 11 Welded Wire Fabric Reinforcing |  |  | 13-51 61 11 Amputee Training Area
[5 empty] | 11-51 27 18 Vehicle Scales |  |  |  |  | 23-13 31 21 11 15 Fibrous Reinforcing |  |  | 13-51 61 13 Brace Shop Fitting Shop
[5 empty] | 11-51 27 21 Highway Rest Stop |  |  |  |  | 23-13 31 21 11 15 11 Steel Fibrous Reinforcing |  |  | 13-51 61 15 Brace Shop , Adjustment/Modification Area
[5 empty] | 11-51 31 00 Vehicle Maintenance and Parking Facility |  |  |  |  | 23-13 31 21 11 15 13 Synthetic Fibrous Reinforcing |  |  | 13-51 61 17 Brace Shop Welding Area
[5 empty] | 11-51 31 11 Auto Maintenance and Fueling Station |  |  |  |  | 23-13 31 21 11 17 Reinforcement Couplers |  |  | 13-51 61 19 Computer Activities Room, Rehabilitation
[5 empty] | 11-51 31 12 Automobile Craft Center |  |  |  |  | 23-13 31 21 11 19 Reinforcement Spacers |  |  | 13-51 61 21 Prosthesis Design and Manufacturing Room, Rehabilitation
[5 empty] | 11-51 31 14 Automobile Parking Facility |  |  |  |  | 23-13 31 21 11 21 Reinforcement Accessories |  |  | 13-51 61 23 Dynamic Alignment Room
[5 empty] | 11-51 31 17 Rail Maintenance and Fueling Facility |  |  |  |  | 23-13 31 21 13 Prestressing Components |  |  | 13-51 61 25 Therapeutic Exercise Spaces
[5 empty] | 11-51 31 18 Rail Yard |  |  |  |  | 23-13 31 21 13 11 Stressing Tendons |  |  | 13-51 61 25 11 Therapeutic Exercise Area
[5 empty] | 11-51 31 21 Airplane Maintenance and Fueling Facility |  |  |  |  | 23-13 31 21 13 11 11 Steel Stressing Tendons |  |  | 13-51 61 25 13 Exercise/Therapy Gymnasium
[5 empty] | 11-51 31 24 Boat Maintenance and Fueling Dry Docks |  |  |  |  | 23-13 31 21 13 11 11 11 Steel Strand Stressing Tendons |  |  | 13-51 61 25 15 Individual Therapeutic Exercise Area
[5 empty] | 11-51 31 29 Small Craft Berthing |  |  |  |  | 23-13 31 21 13 11 11 13 Steel Wire Stressing Tendons |  |  | 13-51 61 25 17 Treatment/Exercise Area
[5 empty] | 11-51 31 33 Small Craft Building |  |  |  |  | 23-13 31 21 13 11 11 15 Steel Bar Stressing Tendons |  |  | 13-51 61 27 Eye Fitting Studio
[5 empty] | 11-51 31 37 Offshore Mooring Facility |  |  |  |  | 23-13 31 21 13 11 13 Glass Fibers |  |  | 13-51 61 29 Facial/Body Fitting Studio
[5 empty] | 11-51 31 41 Boathouse |  |  |  |  | 23-13 31 21 13 13 Steel Bars |  |  | 13-51 61 31 Fitting Room, Custom Fabrication
[5 empty] | 11-51 34 00 Airfield Pavement |  |  |  |  | 23-13 31 21 13 15 Glass Fiber Tendons |  |  | 13-51 61 33 Fitting Room, Soft Goods Fabrication
[5 empty] | 11-51 34 15 Airfield Runway |  |  |  |  | 23-13 31 21 13 17 Prestressing Couplers |  |  | 13-51 61 35 Gait Lane
[5 empty] | 11-51 34 19 Airfield Taxiway |  |  |  |  | 23-13 31 21 13 19 Tendon Sheathing |  |  | 13-51 61 37 Gait Study Track
[5 empty] | 11-51 34 23 Airfield Apron |  |  |  |  | 23-13 31 21 13 19 11 Tendon Sheathing Ducts |  |  | 13-51 61 39 Hearing Aid Fabrication and Modification Room
[5 empty] | 11-51 45 00 Roadway |  |  |  |  | 23-13 31 21 13 21 Prestressing Anchorages |  |  | 13-51 61 41 Hubbard Tank - Full Immersion
[5 empty] | 11-51 45 11 Alley |  |  |  |  | 23-13 31 21 15 Post Tensioning Products |  |  | 13-51 61 43 Hubbard Tank - Partial Immersion
[5 empty] | 11-51 45 15 Driveway |  |  |  |  | 23-13 31 21 17 Complete Reinforcement Cages |  |  | 13-51 61 45 Hydrotherapy Area
[5 empty] | 11-51 45 19 Street |  |  |  |  | 23-13 31 21 19 Cast In Jointing |  |  | 13-51 61 47 Neurophysiology Rehabilitation Room
[5 empty] | 11-51 45 23 Collector Roadway |  |  |  |  | 23-13 31 21 19 11 Expansion and Contraction Joints |  |  | 13-51 61 49 Occupational Therapy Room
[5 empty] | 11-51 45 27 Arterial Roadway |  |  |  |  | 23-13 31 21 19 13 Waterstops |  |  | 13-51 61 50 Occupational Therapy, Daily Living Skills Training and Evaluation Room
[5 empty] | 11-51 45 31 County Highway |  |  |  |  | 23-13 31 23 Concrete Finishing Products |  |  | 13-51 61 51 Pediatric Developmental Therapy Space
[5 empty] | 11-51 45 35 State or Provincial Highway |  |  |  |  | 23-13 31 23 11 Stamped Concrete Finishing Products |  |  | 13-51 61 53 Physical Therapy/Kinesiology Therapy Room
[5 empty] | 11-51 45 39 Beltway |  |  |  |  | 23-13 31 23 13 Colored Concrete Finishing Products |  |  | 13-51 61 55 Posturography Exam Room
[5 empty] | 11-51 45 43 Interstate Highway |  |  |  |  | 23-13 33 00 Envelope Enclosure Products |  |  | 13-51 61 57 Prosthetic and Orthotic Dust Room
[5 empty] | 11-51 49 00 Traffic Control Facility |  |  |  |  | 23-13 33 11 Sliding Glass Wall Systems |  |  | 13-51 61 59 Prosthetic and Orthotic Fume Room
[5 empty] | 11-51 49 11 Traffic Control Signal |  |  |  |  | 23-13 33 13 Folding Glass Wall Systems |  |  | 13-51 61 61 Prosthetic and Orthotic Work Station
[5 empty] | 11-51 49 15 Toll Booth/Plaza |  |  |  |  | 23-13 33 15 Wall Exteriors |  |  | 13-51 61 63 Prosthetic and Orthotic, Maintenance Support Room
[5 empty] | 11-51 53 00 Sidewalk or Other Pavement |  |  |  |  | 23-13 33 15 11 Blast Resistant Wall Exteriors |  |  | 13-51 61 65 Rehabilitation Therapy Gym
[5 empty] | 11-51 53 11 Vehicle Staging Area, Surfaced |  |  |  |  | 23-13 33 17 Infill Facades |  |  | 13-51 61 67 Speech Pathology Individual Therapy Room
[5 empty] | 11-51 53 13 Parking Lot |  |  |  |  | 23-13 33 17 11 Exterior Wall Assemblies |  |  | 13-51 61 68 Speech Therapist, Exam and Treatment Space
[5 empty] | 11-51 53 15 Sidewalk and Walkway |  |  |  |  | 23-13 33 19 Precast Concrete Facade |  |  | 13-51 61 69 Therapeutic Pool
[5 empty] | 11-51 53 19 Miscellaneous Paved Area |  |  |  |  | 23-13 33 19 11 Cladding and Curtainwall Panels |  |  | 13-51 61 71 Wheelchair Repair Workspace
[5 empty] | 11-51 58 00 Railway |  |  |  |  | 23-13 33 19 11 11 Opening Infill Units |  |  | 13-51 61 73 Whirlpool
[5 empty] | 11-51 58 11 Heavy Railway |  |  |  |  | 23-13 33 19 11 13 Imbedded Material Finish Mix, Tiles, Brick |  |  | 13-51 61 75 Rehabilitation Living Skills Training Apartment
[5 empty] | 11-51 58 15 Light Railway |  |  |  |  | 23-13 33 21 Entrances |  |  | 13-51 64 00 Dental Spaces
[5 empty] | 11-51 58 19 High Speed Railway |  |  |  |  | 23-13 33 21 11 Aluminum-Framed Entrances |  |  | 13-51 64 11 Dental CS Suite
[5 empty] | 11-51 58 23 Monorail |  |  |  |  | 23-13 33 21 11 11 Automatic Aluminum-Framed Entrances |  |  | 13-51 64 13 Dental Hygiene and Operatory Room
[5 empty] | 11-51 58 27 Magnetic Levitation Railway |  |  |  |  | 23-13 33 21 11 13 Revolving Door Aluminum-Framed Entrances |  |  | 13-51 64 15 Dental Hygiene Room
[5 empty] | 11-51 58 31 Miscellaneous Railroad Facility |  |  |  |  | 23-13 33 21 11 15 Balanced Door Aluminum-Framed Entrances |  |  | 13-51 64 17 Dental Porcelain Room
[5 empty] | 11-51 65 00 Bridge |  |  |  |  | 23-13 33 21 11 17 Pressure-Resistant Aluminum-Framed Entrances |  |  | 13-51 64 19 Dental Prosthetics Laboratory
[5 empty] | 11-51 65 11 Vehicular Bridge |  |  |  |  | 23-13 33 21 11 19 Intensive Care Unit/Critical Care Unit Aluminum-Framed Entrances |  |  | 13-51 64 21 Dental Screening Room
[5 empty] | 11-51 65 15 Rail Bridge |  |  |  |  | 23-13 33 21 13 Bronze-Framed Entrances |  |  | 13-51 64 23 Dental Self Preparation Area
[5 empty] | 11-51 65 19 Pedestrian Bridge |  |  |  |  | 23-13 33 21 13 11 Automatic Bronze-Framed Entrances |  |  | 13-51 64 25 Dental Treatment t Room, Mini Laboratory
[5 empty] | 11-51 67 00 Tunnel |  |  |  |  | 23-13 33 21 13 13 Revolving Door Bronze-Framed Entrances |  |  | 13-51 64 27 Dental Treatment Room
[5 empty] | 11-51 67 11 Vehicular Tunnel |  |  |  |  | 23-13 33 21 13 15 Balanced Door Bronze-Framed Entrances |  |  | 13-51 64 29 Dental Treatment Room, Conscious Sedation Support
[5 empty] | 11-51 67 15 Utility Tunnel |  |  |  |  | 23-13 33 21 13 17 Pressure-Resistant Bronze-Framed Entrances |  |  | 13-51 64 31 Dental Treatment Room, Endodontics
[5 empty] | 11-51 67 19 Snow Shed |  |  |  |  | 23-13 33 21 13 19 Intensive Care Unit/Critical Care Unit Bronze-Framed Entrances |  |  | 13-51 64 33 Dental Treatment Room, Orthodontics
[5 empty] | 11-51 75 00 Seaway Facility |  |  |  |  | 23-13 33 21 15 Stainless-Steel-Framed Entrances |  |  | 13-51 64 35 Dental Treatment Room, Pediatrics
[5 empty] | 11-51 75 11 Ship Navigation Building |  |  |  |  | 23-13 33 21 15 11 Automatic Stainless-Steel-Framed Entrances |  |  | 13-51 64 37 Dental Treatment Room, Periodontics
[5 empty] | 11-51 75 15 Ship Navigation Facility |  |  |  |  | 23-13 33 21 15 13 Revolving Door Stainless-Steel-Framed Entrances |  |  | 13-51 64 39 Dental Treatment Room, Prosthodontics
[5 empty] | 11-51 75 19 Harbor Control Facility |  |  |  |  | 23-13 33 21 15 15 Balanced Door Stainless-Steel-Framed Entrances |  |  | 13-51 64 41 Dental X-Ray Room
[5 empty] | 11-90 00 00 Mixed-Use Facility |  |  |  |  | 23-13 33 21 15 17 Pressure-Resistant Stainless-Steel-Framed Entrances |  |  | 13-51 64 43 Instrument Preparation and Sterilization Room
[5 empty] | 11-90 11 00 Sub-Facility |  |  |  |  | 23-13 33 21 15 19 Intensive Care Unit/Critical Care Unit Stainless-Steel-Framed Entrances |  |  | 13-51 64 45 Maxillo-Facial Laboratory
[5 empty] | 11-95 00 00 Land |  |  |  |  | 23-13 33 21 17 Steel-Framed Entrances |  |  | 13-51 64 47 Maxillo-Facial Treatment Room
[5 empty] | 11-95 11 00 Land Purchase, Condemnation, Donation, or Transfer |  |  |  |  | 23-13 33 21 17 11 Automatic Steel-Framed Entrances |  |  | 13-51 64 49 Oral Pathology Laboratory
[5 empty] | 11-95 11 11 Federal Government-Owned Land |  |  |  |  | 23-13 33 21 17 13 Revolving Door Steel-Framed Entrances |  |  | 13-51 64 51 Oral Surgery Residency Room
[5 empty] | 11-95 11 15 State-Owned Land |  |  |  |  | 23-13 33 21 17 15 Balanced Door Steel-Framed Entrances |  |  | 13-51 64 53 Oral Surgery Room
[5 empty] | 11-95 11 19 Public Land |  |  |  |  | 23-13 33 21 17 17 Pressure-Resistant Steel-Framed Entrances |  |  | 13-51 64 55 Panoramic Dental X-Ray Room
[5 empty] | 11-95 11 23 Institutional Land |  |  |  |  | 23-13 33 21 17 19 Intensive Care Unit/Critical Care Unit Steel-Framed Entrances |  |  | 13-51 64 57 Dental X-Ray Support Room
[5 empty] | 11-95 11 27 Research and Development Land |  |  |  |  | 23-13 33 21 19 All-Glass Entrances |  |  | 13-51 67 00 Medical Research and Development Spaces
[5 empty] | 11-95 15 00 Public Domain Withdraw |  |  |  |  | 23-13 33 21 19 11 Automatic All-Glass Entrances |  |  | 13-51 67 11 Research Animal Recovery Area
[5 empty] | 11-95 19 00 License or Permit |  |  |  |  | 23-13 33 21 19 13 Revolving Door All-Glass Entrances |  |  | 13-51 67 13 Barrier Suite, Procedure Laboratory
[5 empty] | 11-95 19 11 Licensed and Permitted Land |  |  |  |  | 23-13 33 21 19 15 Balanced Door All-Glass Entrances |  |  | 13-51 67 15 Biomedical Research BSL3 Suite Tissue Culture Room
[5 empty] | 11-95 19 15 In-Leased Land |  |  |  |  | 23-13 33 21 19 17 Pressure-Resistant All-Glass Entrances |  |  | 13-51 67 17 Biomedical Research Tissue Culture Room
[5 empty] | 11-95 19 19 Foreign Land |  |  |  |  | 23-13 33 21 19 19 Intensive Care Unit/Critical Care Unit All-Glass Entrances |  |  | 13-51 67 18 Laboratory, Research, Biochemistry
[5 empty] | 11-95 23 00 Improvement to Facility or Site |  |  |  |  | 23-13 33 23 Storefronts |  |  | 13-51 67 19 Biosafety Level 3 Laboratory
[5 empty] | 11-95 23 11 Building Improvements and Acquisitions |  |  |  |  | 23-13 33 23 11 Aluminum-Framed Storefronts |  |  | 13-51 67 21 BSL3 Infectious Disease Suite, Procedure Laboratory
[5 empty] | 11-95 23 15 Clearing, Grading, and Landscaping |  |  |  |  | 23-13 33 23 11 11 Automatic Aluminum-Framed Storefronts |  |  | 13-51 67 23 BSL3 Procedure Room
[5 empty] | 11-95 23 19 Demolition |  |  |  |  | 23-13 33 23 11 13 Revolving Door Aluminum-Framed Storefronts |  |  | 13-51 67 25 Environmental Suite Infectious Disease Procedure Laboratory
[5 empty] | 11-95 23 23 Cut and Fill |  |  |  |  | 23-13 33 23 11 15 Balanced Door Aluminum-Framed Storefronts |  |  | 13-51 67 27 Research Infectious Disease Animal Holding Area
[5 empty] | 11-95 23 27 Dredging |  |  |  |  | 23-13 33 23 11 17 Pressure-Resistant Aluminum-Framed Storefronts |  |  | 13-51 67 29 Research Veterinary Radiography Control Room
[5 empty] | 11-95 23 33 Construction Site |  |  |  |  | 23-13 33 23 11 19 Intensive Care Unit/Critical Care Unit Aluminum-Framed Storefronts |  |  | 13-51 67 31 Research and Development Machine Shop
[5 empty] | 11-95 27 00 Contaminated Land |  |  |  |  | 23-13 33 23 13 Bronze-Framed Storefronts |  |  | 13-51 67 33 Research Veterinary Radiography Procedure Room
[5 empty] | 11-95 31 00 Not Real Property |  |  |  |  | 23-13 33 23 13 11 Automatic Bronze-Framed Storefronts |  |  | 13-51 67 35 Research Diagnostic Laboratory
[5 empty] | 11-95 35 00 Office Site |  |  |  |  | 23-13 33 23 13 13 Revolving Door Bronze-Framed Storefronts |  |  | 13-51 67 37 Research NMR Room
[5 empty] | 11-95 39 00 Planned Development (PUD) |  |  |  |  | 23-13 33 23 13 15 Balanced Door Bronze-Framed Storefronts |  |  | 13-51 67 39 Research Procedure Laboratory
[5 empty] | 11-95 43 00 Residential (Single-Family) Site |  |  |  |  | 23-13 33 23 13 17 Pressure-Resistant Bronze-Framed Storefronts |  |  | 13-51 67 41 Research Veterinary Surgical Suite, Animal Preparation Room
[5 empty] | 11-95 47 00 Agricultural-Undeveloped |  |  |  |  | 23-13 33 23 13 19 Intensive Care Unit/Critical Care Unit Bronze-Framed Storefronts |  |  | 13-51 67 43 Research Veterinary BSL3 Infectious Disease Suite Holding Room
[5 empty] | 11-95 51 00 Retail Site |  |  |  |  | 23-13 33 23 15 Stainless-Steel-Framed Storefronts |  |  | 13-51 67 45 Research Veterinary Barrier Suite Holding Room
[5 empty] | 11-95 55 00 Retail Pad |  |  |  |  | 23-13 33 23 15 11 Automatic Stainless-Steel-Framed Storefronts |  |  | 13-51 67 47 Research Veterinary Chemical/Radioisotope Suite Holding Room
[5 empty] | 11-95 59 00 Subdivision-Industrial Site |  |  |  |  | 23-13 33 23 15 13 Revolving Door Stainless-Steel-Framed Storefronts |  |  | 13-51 67 49 Research Veterinary Environmental Suite Holding Room
[5 empty] | 11-95 63 00 Subdivision-Office Site |  |  |  |  | 23-13 33 23 15 15 Balanced Door Stainless-Steel-Framed Storefronts |  |  | 13-51 67 51 Research Veterinary Quarantine Holding Room
[5 empty] | 11-95 67 00 Subdivision-Residential Site |  |  |  |  | 23-13 33 23 15 17 Pressure-Resistant Stainless-Steel-Framed Storefronts |  |  | 13-51 67 53 Research Veterinary Surgery Room
[5 empty] | 11-95 71 00 Water-Related Site |  |  |  |  | 23-13 33 23 15 19 Intensive Care Unit/Critical Care Unit Stainless-Steel-Framed Storefronts |  |  | 13-51 91 00 Veterinary Spaces
[5 empty] | 11-95 71 11 Coastal/Island |  |  |  |  | 23-13 33 23 17 Steel-Framed Storefronts |  |  | 13-51 91 11 Hospitalization Kennel
[5 empty] | 11-95 71 15 Flood Zone |  |  |  |  | 23-13 33 23 17 11 Automatic Steel-Framed Storefronts |  |  | 13-51 91 14 Infectious Disease Animal Holding Area
[5 empty] | 11-95 71 19 Wetland/Marshland |  |  |  |  | 23-13 33 23 17 13 Revolving Door Steel-Framed Storefronts |  |  | 13-51 91 17 Veterinary Radiography Control Room
[5 empty] | 11-95 75 00 Wilderness Site |  |  |  |  | 23-13 33 23 17 15 Balanced Door Steel-Framed Storefronts |  |  | 13-51 91 20 Veterinary Radiography Procedure Room
[5 empty] | 11-95 79 00 Commercial Site |  |  |  |  | 23-13 33 23 17 17 Pressure-Resistant Steel-Framed Storefronts |  |  | 13-51 91 23 Veterinary Surgical Suite, Animal Preparation Room
[5 empty] | 11-95 83 00 Land Easement |  |  |  |  | 23-13 33 23 17 19 Intensive Care Unit/Critical Care Unit Steel-Framed Storefronts |  |  | 13-51 91 26 Veterinary BSL3 Infectious Disease Suite Holding Room
[5 empty] | 11-95 83 11 Conservation/Preservation Easement |  |  |  |  | 23-13 33 23 19 All-Glass Storefronts |  |  | 13-51 91 29 Veterinary Barrier Suite Holding Room
[5 empty] | 11-95 83 15 Flowage Easement |  |  |  |  | 23-13 33 23 19 11 Automatic All-Glass Storefronts |  |  | 13-51 91 32 Veterinary Examination and Treatment Room
[5 empty] | 11-95 83 19 Right-of-Way |  |  |  |  | 23-13 33 23 19 13 Revolving Door All-Glass Storefronts |  |  | 13-51 91 35 Veterinary Quarantine Holding Room
[5 empty] | 11-95 87 00 Industrial Site |  |  |  |  | 23-13 33 23 19 15 Balanced Door All-Glass Storefronts |  |  | 13-51 91 38 Veterinary Surgery Room
[5 empty] | 11-95 91 00 Multi-Family Site |  |  |  |  | 23-13 33 23 19 17 Pressure-Resistant All-Glass Storefronts |  |  | 13-51 91 41 Cage Wash Area
[5 empty] | 11-95 91 11 Apartment Site |  |  |  |  | 23-13 33 23 19 19 Intensive Care Unit/Critical Care Unit All-Glass Storefronts |  |  | 13-51 91 44 Veterinary Food Preparation Room
[5 empty] | 11-95 91 15 Duplex & 3-4 Plex Site |  |  |  |  | 23-13 33 25 Precast Modules |  |  | 13-53 00 00 Laboratory Spaces
[10 empty] | 23-13 33 27 Glazed Facade and Roof Structures |  |  | 13-53 11 00 Chemistry Laboratories
[10 empty] | 23-13 33 27 11 Curtain Walls |  |  | 13-53 13 00 Biosciences Laboratories
[10 empty] | 23-13 33 27 11 11 Curtain Wall Components |  |  | 13-53 15 00 Physical Sciences Laboratories
[10 empty] | 23-13 33 27 11 11 11 Curtain Wall Frames |  |  | 13-53 15 11 Optical Physics Laboratory
[10 empty] | 23-13 33 27 11 11 13 Curtain Wall Sections |  |  | 13-53 15 13 Physics Research Laboratory
[10 empty] | 23-13 33 27 11 11 15 Curtain Wall Infill Panels |  |  | 13-53 17 00 Astronomy Laboratories
[10 empty] | 23-13 33 27 11 13 Metal Framed Curtain Wall |  |  | 13-53 17 11 Astronomy Research Laboratory
[10 empty] | 23-13 33 27 11 15 Translucent Curtain Wall Assemblies |  |  | 13-53 19 00 Earth and Environmental Sciences Laboratories
[10 empty] | 23-13 33 27 13 Structural Glazing |  |  | 13-53 19 11 Geology Laboratory
[10 empty] | 23-13 33 27 13 11 Structural Glass Curtain Walls |  |  | 13-53 19 13 Earth Sciences Research Laboratory
[10 empty] | 23-13 33 27 15 Suspended Glazing |  |  | 13-53 21 00 Forensics Laboratories
[10 empty] | 23-13 33 27 17 Patent Glazing |  |  | 13-53 23 00 Psychology Laboratories
[10 empty] | 23-13 33 27 19 Glazed Roof Structures |  |  | 13-53 25 00 Bench Laboratories
[10 empty] | 23-13 33 27 19 11 Sections for Glazed Roofs |  |  | 13-53 27 00 Dry Laboratories
[10 empty] | 23-13 33 27 19 13 Sloped Glazing Assemblies |  |  | 13-53 29 00 Integration Laboratories
[10 empty] | 23-13 33 27 19 15 Translucent Roof Assemblies |  |  | 13-53 31 00 Wet Laboratories
[10 empty] | 23-13 33 27 19 17 Translucent Wall Assemblies |  |  | 13-53 33 00 Laboratory Storage Spaces
[10 empty] | 23-13 35 00 Framing Products |  |  | 13-53 35 00 Laboratory Support Spaces
[10 empty] | 23-13 35 11 Structural Frames |  |  | 13-55 00 00 Commerce Activity Spaces
[10 empty] | 23-13 35 11 11 Beam Column Frames |  |  | 13-55 11 00 Office Spaces
[10 empty] | 23-13 35 11 13 Column Slab Frames |  |  | 13-55 11 11 Office Service
[10 empty] | 23-13 35 11 13 11 Columns |  |  | 13-55 11 13 Dedicated Enclosed Workstation
[10 empty] | 23-13 35 11 13 13 Beams |  |  | 13-55 11 15 Shared Enclosed Workstation
[10 empty] | 23-13 35 11 15 Portal Frames |  |  | 13-55 11 17 Dedicated Open Workstation
[10 empty] | 23-13 35 11 17 Structural Racking |  |  | 13-55 11 19 Shared Open Workstation
[10 empty] | 23-13 35 11 19 Structural Bearings |  |  | 13-55 11 21 Open Team Setting
[10 empty] | 23-13 35 11 19 11 Structural Roller Bearings |  |  | 13-55 11 23 General File and Storage
[10 empty] | 23-13 35 11 19 13 Structural Slide Bearings |  |  | 13-55 11 25 Shared Workstation File and Storage
[10 empty] | 23-13 35 11 19 15 Structural Rocker Bearings |  |  | 13-55 11 27 Shared Equipment Station
[10 empty] | 23-13 35 11 19 17 Structural Fixed Bearings |  |  | 13-55 11 29 Lookout Gallery
[10 empty] | 23-13 35 11 21 Vibration and Earthquake Controls |  |  | 13-55 13 00 Banking Spaces
[10 empty] | 23-13 35 13 Non Structural Framing Products |  |  | 13-55 13 11 Bank Teller Space
[10 empty] | 23-13 35 15 Space Frames |  |  | 13-55 13 13 Automatic Teller Machine Space
[10 empty] | 23-13 35 15 11 Booms Braces |  |  | 13-55 13 15 Vault
[10 empty] | 23-13 35 15 13 Couplers |  |  | 13-55 15 00 Trading Spaces
[10 empty] | 23-13 35 15 15 Complete Space Frames |  |  | 13-55 15 11 Trading Floor
[10 empty] | 23-13 35 17 Geodesic Structures |  |  | 13-55 17 00 Demonstration Spaces
[10 empty] | 23-13 35 19 Rafters, Beams, and Joists |  |  | 13-55 19 00 Sales Spaces
[10 empty] | 23-13 35 19 11 Trussed Rafters |  |  | 13-55 19 11 Checkout Space
[10 empty] | 23-13 35 19 13 Trussed Beams and Joists |  |  | 13-55 19 13 Display Space
[10 empty] | 23-13 35 19 13 11 Trussed Metal Joists |  |  | 13-55 19 15 Fitting Space
[10 empty] | 23-13 35 19 13 13 Trussed Composite Joist Assemblies |  |  | 13-55 19 17 Vending Machine Area
[10 empty] | 23-13 35 19 13 15 Trussed Metal Web Wood Joists |  |  | 13-55 19 19 Auction Room
[10 empty] | 23-13 35 19 13 17 Wood Trusses |  |  | 13-55 19 21 Pet Shop Animal Space
[10 empty] | 23-13 35 19 13 19 Metal Trusses |  |  | 13-55 21 00 Commercial Service and Repair Spaces
[10 empty] | 23-13 35 19 15 Web Beams and Joists |  |  | 13-55 23 00 Commercial Support Spaces
[10 empty] | 23-13 35 19 15 11 Wood Joists |  |  | 13-55 27 00 Hotel, Motel, Hostel, and Dormitory Service Spaces
[10 empty] | 23-13 35 19 15 13 Wood Beams |  |  | 13-55 27 11 Dormitory
[10 empty] | 23-13 35 19 15 15 Heavy Timber Construction |  |  | 13-55 27 13 Hotel Residence Room
[10 empty] | 23-13 35 19 15 17 Engineered Wood Products |  |  | 13-55 29 00 Commerce Activity Support Areas
[10 empty] | 23-13 35 19 17 Precast Concrete Beams |  |  | 13-55 29 11 Information Counter
[10 empty] | 23-13 35 19 17 11 Precast Concrete Doubletee Beams |  |  | 13-55 29 13 Lobby Non-Circulation Space
[10 empty] | 23-13 35 19 17 13 Precast Concrete Hollowcore Beams |  |  | 13-55 29 15 Post Office Space
[10 empty] | 23-13 35 19 17 15 Precast Concrete Inverted Tee Beams |  |  | 13-55 29 17 Mail Room Space
[10 empty] | 23-13 35 19 17 17 Precast Concrete Spandrel Beams |  |  | 13-55 29 19 Box Lobby
[10 empty] | 23-13 35 21 Structural Walls |  |  | 13-55 29 21 Meeting Spaces
[10 empty] | 23-13 35 21 11 Concrete Structural Walls |  |  | 13-55 29 21 11 Conference Room
[10 empty] | 23-13 35 21 13 Masonry Structural Walls |  |  | 13-55 29 21 13 Press Conference Room
[10 empty] | 23-13 35 21 15 Wood Framed Structural Walls |  |  | 13-55 29 21 15 Community Room
[10 empty] | 23-13 35 21 17 Metal Framed Structural Walls |  |  | 13-55 29 21 17 War Room
[10 empty] | 23-13 35 21 19 Structural Panels |  |  | 13-55 29 21 19 Meeting Equipment Room
[10 empty] | 23-13 35 21 19 11 Cementitious Reinforced Structural Panels |  |  | 13-55 29 23 Waiting Space
[10 empty] | 23-13 35 21 19 13 Stressed Skin Structural Panels |  |  | 13-55 29 23 11 Reception Space
[10 empty] | 23-13 35 21 19 15 Structural Insulated Panels |  |  | 13-55 29 23 13 Waiting Room
[10 empty] | 23-13 35 21 21 Other Structural Walls |  |  | 13-55 29 23 15 Queuing Space
[10 empty] | 23-13 35 23 Structural Floors and Flat Roofs |  |  | 13-55 29 25 Business Support Space
[10 empty] | 23-13 35 23 11 Structural Floor Decks |  |  | 13-57 00 00 Service Activity Spaces
[10 empty] | 23-13 35 23 11 11 Concrete Structural Floor Decks |  |  | 13-57 11 00 Grooming Activity Spaces
[10 empty] | 23-13 35 23 11 13 Metal Structural Floor Decks |  |  | 13-57 11 11 Makeup Space
[10 empty] | 23-13 35 23 11 13 11 Raceway Deck Systems |  |  | 13-57 11 13 Haircutting Space
[10 empty] | 23-13 35 23 11 13 13 Acoustical Metal Floor Decks |  |  | 13-57 13 00 Food Service
[10 empty] | 23-13 35 23 11 15 Wood Structural Floor Decks |  |  | 13-57 13 11 Cooking Spaces
[10 empty] | 23-13 35 23 13 Structural Roof Decks |  |  | 13-57 13 13 Kitchen Space
[10 empty] | 23-13 35 23 13 11 Concrete Structural Roof Decks |  |  | 13-57 13 13 11 Food Preparation Space
[10 empty] | 23-13 35 23 13 13 Metal Structural Roof Decks |  |  | 13-57 13 13 13 Cooking Space
[10 empty] | 23-13 35 23 13 13 11 Acoustical Metal Roof Deck |  |  | 13-57 13 13 15 Dishwashing Station
[10 empty] | 23-13 35 23 13 15 Wood Structural Roof Decks |  |  | 13-57 13 15 Dining and Drinking Spaces
[10 empty] | 23-13 35 23 15 Structural Grating Floors |  |  | 13-57 13 15 11 Dining Room
[10 empty] | 23-13 35 23 17 Balconies and Overhang Units |  |  | 13-57 13 15 13 Banquet Hall
[10 empty] | 23-13 35 23 17 11 Balcony Components |  |  | 13-57 13 15 15 Food Court
[10 empty] | 23-13 35 23 17 11 11 Balcony Holders and Mechanical Fasteners |  |  | 13-57 13 15 17 Snack Bar
[10 empty] | 23-13 35 23 17 13 Concrete Balconies and Overhang Units |  |  | 13-57 13 15 19 Salad Bar
[10 empty] | 23-13 35 23 17 15 Metal Balconies and Overhang Units |  |  | 13-57 13 15 21 Liquor Bar
[10 empty] | 23-13 35 23 17 17 Wood Balconies and Overhang Units |  |  | 13-57 13 15 23 Beverage Station
[10 empty] | 23-13 35 25 Structural Profiled Roofs |  |  | 13-57 13 15 25 Table Bussing Station
[10 empty] | 23-13 35 25 11 Prefabricated Shell Roofs |  |  | 13-57 13 15 27 Serving Station
[10 empty] | 23-13 35 25 13 Simulated Stones |  |  | 13-57 13 15 29 Vending Perishable Product Space
[10 empty] | 23-13 37 00 Multi-Function Exterior Coverings, Claddings, Linings |  |  | 13-57 13 15 31 Cafeteria Vending Space
[10 empty] | 23-13 37 11 Multi-Function Exterior Claddings |  |  | 13-57 13 15 33 Tray Return Space
[10 empty] | 23-13 37 13 Exterior Wall Cladding |  |  | 13-57 13 15 35 Food Discard Station
[10 empty] | 23-13 37 15 Exterior Siding |  |  | 13-57 13 17 Coffee stations
[10 empty] | 23-13 37 15 11 Metal Exterior Siding |  |  | 13-57 15 00 Child Care Spaces
[10 empty] | 23-13 37 15 13 Composition Exterior Siding |  |  | 13-57 15 11 Daycare sickroom
[10 empty] | 23-13 37 15 15 Mineral Fiber Cement Exterior Siding |  |  | 13-57 15 13 Child Day Care Space
[10 empty] | 23-13 37 15 17 Plastic Exterior Siding |  |  | 13-57 15 15 Play Room
[10 empty] | 23-13 37 15 19 Wood Exterior Siding |  |  | 13-57 15 17 CLD–Child Care
[10 empty] | 23-13 37 17 Multi Function Exterior Linings |  |  | 13-57 17 00 Resting Spaces
[10 empty] | 23-13 37 17 11 Sheathing Products |  |  | 13-57 17 11 Rest Area
[10 empty] | 23-13 37 19 Exterior Plasters |  |  | 13-57 17 13 Break Room
[10 empty] | 23-13 37 21 Preformed Exterior Casings |  |  | 13-57 21 00 Laundry/Dry Cleaning Space
[10 empty] | 23-13 37 23 Ancillary Products for Coverings and Claddings |  |  | 13-57 23 00 Smoking Space
[10 empty] | 23-13 37 23 11 Supports for Coverings and Claddings |  |  | 13-59 00 00 Production, Fabrication, and Maintenance Spaces
[10 empty] | 23-13 37 23 13 Mechanical Fasteners for Coverings and Claddings |  |  | 13-59 11 00 Material Handling Area
[10 empty] | 23-13 37 23 15 Movement and Dividing Joints for Coverings and Claddings |  |  | 13-59 13 00 Batching Space
[10 empty] | 23-13 37 23 17 Joint Coverings, Flashings, Tapes |  |  | 13-59 15 00 Production Process
[10 empty] | 23-13 37 23 19 Reinforcements for Coverings and Claddings |  |  | 13-59 15 11 Workbench
[10 empty] | 23-13 37 23 21 Trims, Edgings, Capping |  |  | 13-59 15 13 Mock-up Space
[10 empty] | 23-13 37 23 23 Spacers |  |  | 13-59 17 00 Printing and Reproduction Spaces
[10 empty] | 23-13 37 23 25 Profile Fillers |  |  | 13-59 19 00 Quality Control and Test Spaces
[10 empty] | 23-13 37 23 27 Underlays, Linings, Separations |  |  | 13-59 19 11 Product Inspection Space
[10 empty] | 23-13 37 23 29 Beddings, Adhesives for Coverings and Claddings |  |  | 13-59 19 13 Production Observation Space
[10 empty] | 23-13 37 23 31 Sealants for Coverings and Claddings |  |  | 13-59 21 00 Production Service and Repair Spaces
[10 empty] | 23-13 39 00 Roof Coverings, Claddings, Linings |  |  | 13-59 23 00 Production and In-Process Storage Spaces
[10 empty] | 23-13 39 11 Exterior Roof Panels |  |  | 13-59 25 00 Production Support Spaces
[10 empty] | 23-13 39 11 11 Exterior Metal Roof Panels |  |  | 13-59 29 00 Greenhouse Spaces
[10 empty] | 23-13 39 11 13 Exterior Plastic Roof Panels |  |  | 13-59 29 11 Greenhouse Support Space
[10 empty] | 23-13 39 11 15 Exterior Wood Roof Panels |  |  | 13-61 00 00 Protective Spaces
[10 empty] | 23-13 39 11 17 Exterior Composite Roof Panels |  |  | 13-61 11 00 Animal Securing Spaces
[10 empty] | 23-13 39 11 19 Exterior Faced Roof Panels |  |  | 13-61 11 11 Cage
[10 empty] | 23-13 39 11 21 Exterior Aggregate Coated Panels |  |  | 13-61 11 13 Animal Stall
[10 empty] | 23-13 39 11 23 Exterior Porcelain Enameled Faced Panels |  |  | 13-61 11 15 Kennel
[10 empty] | 23-13 39 11 25 Exterior Tile Faced Panels |  |  | 13-61 11 17 Aquarium
[10 empty] | 23-13 39 11 27 Exterior Fiber Reinforced Cementitious Panels |  |  | 13-61 13 00 Detention Spaces
[10 empty] | 23-13 39 11 29 Exterior Glass Fiber Reinforced Cementitious Panels |  |  | 13-61 13 11 Detention Cell
[10 empty] | 23-13 39 11 31 Exterior Miner Fiber Reinforced Cementitious Panels |  |  | 13-61 13 13 Holding Cell
[10 empty] | 23-13 39 13 Roof Underlayment |  |  | 13-61 13 15 Impound Lot
[10 empty] | 23-13 39 15 Roof Shingles |  |  | 13-61 13 17 Dayroom
[10 empty] | 23-13 39 15 11 Asphalt Roof Shingles |  |  | 13-61 15 00 Spaces for Protection from the Elements
[10 empty] | 23-13 39 15 13 Fiberglass Reinforced Roof Shingles |  |  | 13-61 15 11 Park Shelter
[10 empty] | 23-13 39 15 15 Metal Roof Shingles |  |  | 13-61 15 13 Entry Porch
[10 empty] | 23-13 39 15 17 Mineral Fiber Cement Roof Shingles |  |  | 13-61 15 15 Covered Walkway
[10 empty] | 23-13 39 15 19 Plastic Roof Shingles |  |  | 13-61 15 17 Canopy
[10 empty] | 23-13 39 15 21 Porcelain Enamel Roof Shingles |  |  | 13-61 15 19 Shielded Room
[10 empty] | 23-13 39 15 23 Wood Shingles |  |  | 13-61 15 21 Containment Room
[10 empty] | 23-13 39 15 25 Concrete Roof Shingles |  |  | 13-61 17 00 Spaces for Protection from Violence
[10 empty] | 23-13 39 17 Roof Tiles |  |  | 13-61 17 11 Safe Room
[10 empty] | 23-13 39 17 11 Clay Roof Tiles |  |  | 13-61 17 13 Bunker
[10 empty] | 23-13 39 17 13 Concrete Roof Tiles |  |  | 13-61 17 15 Bomb Shelter
[10 empty] | 23-13 39 17 15 Metal Roof Tiles |  |  | 13-63 00 00 Storage Spaces
[10 empty] | 23-13 39 17 17 Mineral Fiber Cement Roof Tiles |  |  | 13-63 11 00 Warehouse Spaces
[10 empty] | 23-13 39 17 19 Plastic Roof Tiles |  |  | 13-63 11 11 High Bay Warehouse Space
[10 empty] | 23-13 39 17 21 Ceramic Roof Tiles |  |  | 13-63 11 13 General Warehouse Space
[10 empty] | 23-13 39 17 23 Tile Roof Mechanical Fasteners |  |  | 13-63 11 15 Warehouse Support Space
[10 empty] | 23-13 39 19 Natural Stone Roofing |  |  | 13-63 13 00 Non-Warehouse Storage Spaces
[10 empty] | 23-13 39 19 11 Roof Slates |  |  | 13-63 13 11 Storage Room
[10 empty] | 23-13 39 19 11 11 Slate Roof Mechanical Fasteners |  |  | 13-63 13 11 11 GNS–General Storage
[10 empty] | 23-13 39 21 Shake Roofing |  |  | 13-63 13 13 Closet
[10 empty] | 23-13 39 21 11 Wood Shakes Roofing |  |  | 13-63 13 15 Coat Check
[10 empty] | 23-13 39 23 Flat Roofing |  |  | 13-63 13 17 Locker Room
[10 empty] | 23-13 39 23 11 Acoustical Metal Deck Roofing |  |  | 13-63 13 19 Filing Space
[10 empty] | 23-13 39 23 13 Structural Deck Roofing |  |  | 13-63 13 21 Supply Room
[10 empty] | 23-13 39 23 13 11 Concrete Structural Deck Roofing |  |  | 13-63 13 23 Unit Storage
[10 empty] | 23-13 39 23 13 13 Metal Structural Deck Roofing |  |  | 13-63 13 25 Consolidation/Containerization Point
[10 empty] | 23-13 39 23 15 Wood Decking Roofing |  |  | 13-63 13 27 Self Storage Space
[10 empty] | 23-13 39 25 Roof Finish Coating |  |  | 13-63 13 29 Operational Storage (Misc)
[10 empty] | 23-13 39 27 Roof Cladding |  |  | 13-63 13 31 Operational Hazardous/Flammable Storage
[10 empty] | 23-13 39 27 11 Roof Cladding Sheets |  |  | 13-63 15 00 Moveable Storage Spaces
[10 empty] | 23-13 39 27 11 11 Metal Roof Panels |  |  | 13-63 15 11 Vehicle Storage Compartment
[10 empty] | 23-13 39 27 11 13 Sheet Metal Roofing |  |  | 13-63 15 13 Portable Bin
[10 empty] | 23-13 39 27 13 Roof Battens Cladding |  |  | 13-63 15 15 Vessel Hold
[10 empty] | 23-13 39 29 Roof Coverings |  |  | 13-63 17 00 Environmentally Controlled Storage Spaces
[10 empty] | 23-13 39 29 11 Thatched Roofing |  |  | 13-63 17 11 Refrigeration Compartment
[10 empty] | 23-13 39 29 13 Sod Roofing |  |  | 13-63 17 13 Freezing Compartment
[10 empty] | 23-13 39 29 15 Vegetated Roof Covering |  |  | 13-63 17 15 Humidity Controlled Storage Space
[10 empty] | 23-13 39 29 15 11 Vegetated Roof Planting Modules |  |  | 13-63 17 17 Vacuum Sealed Storage Compartment
[10 empty] | 23-13 39 29 17 Coated Foam Roof Covering |  |  | 13-63 19 00 Specialty Storage Spaces
[10 empty] | 23-13 39 31 Roof Membranes |  |  | 13-63 19 11 Sanitary Storage Room
[10 empty] | 23-13 39 31 11 Single Layer Roof Membranes |  |  | 13-63 19 13 Soiled Storage Room Space
[10 empty] | 23-13 39 31 11 11 Chlorinated Polyethylene (CPE) Single Layer Roof Membranes |  |  | 13-63 19 15 Sacristy
[10 empty] | 23-13 39 31 11 13 Chlorosulfonated Polyethylene (CSPE) Single Layer Roof Membranes |  |  | 13-63 19 17 Vestry
[10 empty] | 23-13 39 31 11 15 Copolymer Alloy (CPA) Single Layer Roof Membranes |  |  | 13-63 19 19 Hazardous Material Storage Space
[10 empty] | 23-13 39 31 11 17 Elastomeric Single Layer Roof Membranes |  |  | 13-63 19 21 Book Stacks
[10 empty] | 23-13 39 31 11 19 Ethylene Interpolymer (EIP) Single Layer Roof Membranes |  |  | 13-63 19 23 Baggage Claim
[10 empty] | 23-13 39 31 11 21 Ethylene Propylene Diene Monomer (EPDM) Single Layer Roof Membranes |  |  | 13-63 19 25 Evidence Room
[10 empty] | 23-13 39 31 11 23 Nitrile Butadiene Polymer (NBP) Single Layer Roof Membranes |  |  | 13-63 19 27 Vehicle Impound Lot
[10 empty] | 23-13 39 31 11 25 Polyisobutylene (PIB) Single Layer Roof Membranes |  |  | 13-63 19 29 Operating Fuel Storage
[10 empty] | 23-13 39 31 11 27 Polyvinyl chloride (PVC) Single Layer Roof Membranes |  |  | 13-65 00 00 Private Residential Spaces
[10 empty] | 23-13 39 31 11 29 Thermoplastic Alloy (TPA) Single Layer Roof Membranes |  |  | 13-65 11 00 On-call Room
[10 empty] | 23-13 39 31 11 31 Thermoplastic Single Layer Roof Membranes |  |  | 13-65 13 00 Bathroom
[10 empty] | 23-13 39 31 13 Multi Layer Roof Membranes |  |  | 13-65 13 11 Shower Space
[10 empty] | 23-13 39 31 13 11 Asphalt Multi Layer Roof Membranes |  |  | 13-65 13 13 Toilet Space
[10 empty] | 23-13 39 31 13 13 Built Up Bituminous Multi Layer Roof Membranes |  |  | 13-65 13 15 Ablution Room
[10 empty] | 23-13 39 31 13 15 Coal Tar Multi Layer Roof Membranes |  |  | 13-65 13 17 Combination Toilet and Bathing Space
[10 empty] | 23-13 39 31 13 17 Cold Applied Bituminous Multi Layer Roof Membranes |  |  | 13-65 15 00 Mud Room
[10 empty] | 23-13 39 31 13 19 Cold Applied Mastic Multi Layer Roof Membranes |  |  | 13-65 17 00 Laundry Room
[10 empty] | 23-13 39 31 13 21 Glass Fiber Reinforced Asphalt Emulsion Multi Layer Roof Membranes |  |  | 13-65 19 00 Bedroom
[10 empty] | 23-13 39 31 13 23 Modified Bituminous Multi Layer Roof Membranes |  |  | 13-65 19 11 Mental Health Resident Bedroom
[10 empty] | 23-13 39 31 15 Fluid Applied Roofing |  |  | 13-65 19 13 Mental Health Resident Bedroom, Bariatric
[10 empty] | 23-13 39 31 17 Coated Foam Roofing |  |  | 13-65 21 00 Nursery
[10 empty] | 23-13 39 31 19 Roll Roofing |  |  | 13-65 23 00 Kitchen
[10 empty] | 23-13 39 33 Roof Decking |  |  | 13-67 00 00 Alternate Workplace
[10 empty] | 23-13 39 33 11 Cementitious Deck Roofing |  |  | 13-67 11 00 Customer Site
[10 empty] | 23-13 39 33 11 11 Cementitious Composite Insulation Deck Roofing |  |  | 13-67 13 00 Home Office
[10 empty] | 23-13 39 33 11 13 Cementitious Lightweight Cellular Deck Roofing |  |  | 13-67 15 00 Rent-An-Office
[10 empty] | 23-13 39 33 11 15 Cementitious Lightweight Insulating Deck Roofing |  |  | 13-67 17 00 No Fixed Location
[10 empty] | 23-13 39 33 13 Lightweight Concrete Roofing Insulation |  |  | 13-67 19 00 Supplier Site
[10 empty] | 23-13 39 33 13 11 Composite Concrete and Insulation Deck Roofing |  |  | 13-69 00 00 Building Associated Spaces
[10 empty] | 23-13 39 33 13 13 Lightweight Cellular Concrete Deck Roofing |  |  | 13-69 11 00 Roof
[10 empty] | 23-13 39 33 13 15 Lightweight Insulating Concrete Deck Roofing |  |  | 13-69 13 00 Roof Terrace
[10 empty] | 23-13 39 33 15 Concrete Deck Roofing |  |  | 13-69 15 00 Penthouse
[10 empty] | 23-13 39 33 15 11 Concrete Composite Insulation Deck Roofing |  |  | 13-69 17 00 Antenna Farm
[10 empty] | 23-13 39 33 15 13 Concrete Lightweight Cellular Deck Roofing |  |  | 13-69 19 00 Heliport
[10 empty] | 23-13 39 33 15 15 Concrete Lightweight Insulating Deck Roofing |  |  | 13-69 21 00 Balcony
[10 empty] | 23-13 39 33 17 Concrete Roof Topping |  |  | 13-69 23 00 Deck
[10 empty] | 23-13 39 35 Roof Finishing Coatings |  |  | 13-69 25 00 Pedestrian Travel Spaces
[10 empty] | 23-13 39 37 Renovation Products for Roof Coverings and Claddings |  |  | 13-69 25 11 Sidewalk
[10 empty] | 23-13 41 00 Roof Specialties and Accessories |  |  | 13-69 25 13 Pedestrian Way
[10 empty] | 23-13 41 11 Roof Edgings and Trims |  |  | 13-69 25 15 Pedestrian Bridge
[10 empty] | 23-13 41 11 11 Roof Copings |  |  | 13-69 25 17 Footpath
[10 empty] | 23-13 41 11 13 Roof Counterflashing Systems |  |  | 13-69 25 19 Trail
[10 empty] | 23-13 41 11 15 Roof Gravel Stops |  |  | 13-69 25 21 Gangway
23-13 41 11 17 Roof Fascias
23-13 41 11 19 Roof Reglets
23-13 41 11 21 Roof Scuppers
23-13 41 13 Roof Flashings
23-13 41 13 11 Laminated Sheet Flexible Roof Flashings
23-13 41 13 13 Modified Bituminous Sheet Flexible Roof Flashings
23-13 41 13 15 Plastic Sheet Flexible Roof Flashings
23-13 41 13 17 Rubber Sheet Flexible Roof Flashings
23-13 41 13 19 Self Adhering Sheet Flexible Roof Flashings
23-13 41 13 21 Roof Vent Flashings
23-13 41 13 23 Roof Flashing Drip Caps
23-13 41 13 25 Roof Penetration Flashings
23-13 41 15 Roof Expansion Joints
23-13 41 17 Roof Vents
23-13 41 17 11 Roof Relief Vents
23-13 41 17 13 Roof Ridge Vents
23-13 41 17 15 Roof Smoke Vents
23-13 41 17 17 Gravity Roof Vents
23-13 41 17 19 Automatic Roof Vents
23-13 41 17 21 Fire Vents
23-13 41 19 Roof Walkways
23-13 41 19 11 Roof Pavers
23-13 41 19 11 11 Precast Concrete Roof Pavers
23-13 41 19 11 13 Pedestals Roof Pavers
23-13 41 19 13 Roof Treads
23-13 41 19 13 11 Rubber Roof Treads
23-13 41 21 Roof Snow Guards
23-13 41 23 Roof Piping Portals
23-13 41 25 Roof Domes
23-13 41 27 Roof Turrets
23-13 41 29 Roof Lanterns
23-13 41 31 Roof Curb
23-13 41 31 11 Structural Roof Curb
23-13 41 31 13 Acoustical Roof Curb
23-13 41 31 15 Manufactured Roof Curbs
23-13 41 33 Roof Gutters
23-13 41 35 Roof Soffits
23-13 41 37 Roof Splash Blocks
23-13 41 39 Roof Drains
23-13 41 39 11 Roof Downspouts
23-13 41 39 13 Roof Drains With Strainer
23-13 41 39 15 Roof Drains Without Strainer
23-13 41 39 17 Eavestroughs
23-13 41 39 17 11 Mechanical Fasteners for Downspouts
23-13 41 39 17 13 Downspout Strainers
23-13 41 39 19 Siphonic Roof Drains
23-15 00 00 Interior and Finish Products
23-15 11 00 Space Division Products
23-15 11 11 Fixed Partitions
23-15 11 11 11 Gypsum Board Fixed Partitions
23-15 11 11 11 11 Metal Framed Gypsum Board Fixed Partitions
23-15 11 11 11 13 Wood Framed Gypsum Board Fixed Partitions
23-15 11 11 13 Plaster Fixed Partitions
23-15 11 11 13 11 Gypsum Plaster Fixed Partitions
23-15 11 11 13 13 Portland Cement Plaster Fixed Partitions
23-15 11 11 13 15 Metal Framed Plaster Fixed Partitions
23-15 11 11 13 17 Wood Framed Plaster Fixed Partitions
23-15 11 11 15 Masonry Fixed Partitions
23-15 11 13 Demountable Partitions
23-15 11 13 11 General Demountable Partitions
23-15 11 13 11 11 Demountable Partitions Component
23-15 11 13 11 11 11 Partition Frames
23-15 11 13 11 11 13 Partition Infill Panels
23-15 11 13 11 11 15 Mechanical Fasteners for Partitions
23-15 11 13 11 11 17 Joint Fillers and Tapes
23-15 11 13 11 13 Gypsum Board Demountable Partitions
23-15 11 13 11 15 Metal Demountable Partitions
23-15 11 13 11 17 Wood Demountable Partitions
23-15 11 15 Sanitary Partitions and Cubicles
23-15 11 15 11 Toilet Compartments and Urinal Screens
23-15 11 15 11 11 Metal Toilet Compartment and Urinal Screens
23-15 11 15 11 13 Plastic Laminate Toilet Compartment and Urinal Screens
23-15 11 15 11 15 Plastic Toilet Compartment and Urinal Screens
23-15 11 15 11 17 Particleboard Toilet Compartment and Urinal Screens
23-15 11 15 11 19 Stone Toilet Compartment and Urinal Screens
23-15 11 15 13 Shower and Dressing Compartments
23-15 11 15 13 11 Metal Shower and Dressing Compartments
23-15 11 15 13 13 Plastic Laminate Shower and Dressing Compartments
23-15 11 15 13 15 Plastic Shower and Dressing Compartments
23-15 11 15 13 17 Particleboard Shower and Dressing Compartments
23-15 11 15 13 19 Stone Shower and Dressing Compartments
23-15 11 15 15 Cubicles
23-15 11 15 15 11 Cubicle Curtains
23-15 11 15 15 13 Cubicle Track and Hardware
23-15 11 15 17 Storage Wall Partitions and Compartments
23-15 11 15 17 11 Wire Mesh Partitions
23-15 11 15 19 Modular Corridor Linings
23-15 11 15 21 Combined Partitions and Ceilings
23-15 11 17 Operable Partitions
23-15 11 17 11 Horizontally Sliding Partitions
23-15 11 17 13 Folding Panel Partitions
23-15 11 17 15 Accordion Folding Partitions
23-15 11 17 17 Coiling Partitions
23-15 11 17 19 Vertically Sliding Room Dividers
23-15 13 00 Multi-Function Interior Coverings, Claddings, Linings
23-15 13 11 Multi Function Interior Claddings
23-15 13 13 Interior Wall and Ceiling Cladding
23-15 13 15 Interior Siding
23-15 13 15 11 Metal Interior Siding
23-15 13 15 13 Composition Interior Siding
23-15 13 15 15 Mineral Fiber Cement Interior Siding
23-15 13 15 17 Plastic Interior Siding
23-15 13 15 19 Wood Interior Siding
23-15 13 17 Multi Function Interior Linings
23-15 13 19 Wall Panels
23-15 13 19 11 Metal Wall Panels
23-15 13 19 13 Plastic Wall Panels
23-15 13 19 15 Wood Wall Panels
23-15 13 19 17 Composite Wall Panels
23-15 13 19 19 Faced Wall Panels
23-15 13 19 21 Aggregate Coated Wall Panels
23-15 13 19 23 Porcelain Enameled Faced Wall Panels
23-15 13 19 25 Tile Faced Wall Panels
23-15 13 19 27 Fiber Reinforced Cementitious Wall Panels
23-15 13 19 29 Glass Fiber Reinforced Cementitious Wall Panels
23-15 13 19 31 Miner Fiber Reinforced Cementitious Wall Panels
23-15 13 19 33 Flexible Wood Wall Sheets
23-15 13 19 35 Acoustical Wall Treatment
23-15 13 21 Ceiling Panels
23-15 13 21 11 Metal Ceiling Panels
23-15 13 21 13 Plastic Ceiling Panels
23-15 13 21 15 Wood Ceiling Panels
23-15 13 21 17 Composite Ceiling Panels
23-15 13 21 19 Faced Ceiling Panels
23-15 13 21 21 Aggregate Coated Ceiling Panels
23-15 13 21 23 Porcelain Enameled Faced Ceiling Panels
23-15 13 21 25 Tile Faced Ceiling Panels
23-15 13 21 27 Fiber Reinforced Cementitious Ceiling Panels
23-15 13 21 29 Glass Fiber Reinforced Cementitious Ceiling Panels
23-15 13 21 31 Miner Fiber Reinforced Cementitious Ceiling Panels
23-15 13 21 33 Flexible Wood Ceiling Sheets
23-15 13 21 35 Acoustical Ceiling Treatment
23-15 13 23 Interior Plasters
23-15 13 25 Preformed Interior Casings
23-15 15 00 Wall Coverings, Claddings, Linings
23-15 15 11 Wall Cladding Sections
23-15 15 11 11 Metal Wall Cladding Sections
23-15 15 11 13 Wood Wall Cladding Sections
23-15 15 11 15 Plastics Wall Cladding Sections
23-15 15 11 17 Other Wall Cladding Sections
23-15 15 13 Wall Tiles
23-15 15 13 11 Natural Stone Wall Tiles
23-15 15 13 13 Reconstituted Stone Wall Tiles
23-15 15 13 15 Cementitious Wall Tiles
23-15 15 13 17 Clay Based Wall Tiles
23-15 15 13 19 Metal Wall Tiles
23-15 15 13 21 Vegetable Based Wall Tiles
23-15 15 13 23 Plastics Wall Tiles
23-15 15 13 25 Other Wall Tiles
23-15 15 15 Wall Cladding Panels
23-15 15 15 11 Wall Stone Facing
23-15 15 15 13 Cementitious Wall Cladding Panels
23-15 15 15 13 11 Precast Concrete Wall Cladding Panels
23-15 15 15 15 Metal Wall Cladding Panels
23-15 15 15 17 Wood Based Wall Cladding Panels
23-15 15 15 19 Plastic Wall Cladding Panels
23-15 15 15 19 11 Plastic Wall Cladding Blocks
23-15 15 15 21 Other Wall Cladding Panels
23-15 15 17 Wall Cladding Sheets
23-15 15 17 11 Fiber Based Wall Cladding Sheets
23-15 15 17 13 Metal Wall Cladding Sheets
23-15 15 17 15 Plastic Wall Cladding Sheets
23-15 15 17 17 Fiberglass Reinforced Panels
23-15 15 19 Wall Coverings
23-15 15 19 11 Wallpaper
23-15 15 19 13 Wall Fabrics
23-15 15 19 15 Plastic Wall Coverings
23-15 15 19 17 Cork Wall Covering
23-15 15 19 19 Vinyl Coated Fabric Wall Covering
23-15 15 19 21 Vinyl Wall Covering
23-15 15 19 23 Wall Carpet
23-15 15 19 25 Wall Veneers
23-15 15 21 Wall Blocks
23-15 15 23 Wall Linings
23-15 15 25 Wall Finish Coatings
23-15 15 27 Renders
23-15 15 29 Acoustical Wall Finishes
23-15 15 31 Wall Specialties and Trim
23-15 15 31 11 Wall Pilasters
23-15 15 31 13 Wall Niches
23-15 15 31 15 Wall Moldings
23-15 15 31 17 Renovating Wall Coverings
23-15 15 31 19 Renovating Wall Claddings
23-15 15 33 Wall Finish Restoration Products
23-15 15 35 Security Wall Protection Products
23-15 15 35 11 Blast Resistant Wall Exteriors
23-15 15 35 13 Blast Resistant Wall Interiors
23-15 17 00 Floor Coverings
23-15 17 11 Flooring Specialties and Accessories
23-15 17 11 11 Floor Toppings
23-15 17 11 11 11 Concrete Floor Toppings
23-15 17 11 13 Floor Underlayments
23-15 17 11 13 11 Cementitious Floor Underlayments
23-15 17 11 13 11 11 Gypsum Floor Underlayments
23-15 17 11 13 11 13 Portland Cement Floor Underlayments
23-15 17 11 13 13 Acoustical Underlayments
23-15 17 11 13 15 Crack Prevention Mat Underlayments
23-15 17 11 15 Floor Treatment Products
23-15 17 11 15 11 Floor Sealers
23-15 17 11 15 13 Floor Hardeners
23-15 17 11 15 15 Slip Resistant Floor Treatment
23-15 17 11 15 17 Static Resistant Floor Treatment
23-15 17 11 15 19 Acid Resistant Floor Treatment
23-15 17 11 17 Floor Base and Accessories
23-15 17 11 17 11 Base and Accessories for Floor Coverings
23-15 17 11 17 13 Acoustic Floor Mountings
23-15 17 11 19 Floor Mats and Grilles
23-15 17 11 19 11 Floor Mats
23-15 17 11 19 13 Floor Grilles
23-15 17 11 19 15 Floor Gratings
23-15 17 11 21 Flooring Restoration Products
23-15 17 11 21 11 Bamboo
23-15 17 13 Floor Covering Strips, Tiles, Blocks, and Slabs
23-15 17 13 11 Wood Flooring
23-15 17 13 11 11 Cushioned Wood Flooring Assemblies
23-15 17 13 11 13 Mastic Set Wood Flooring Assemblies
23-15 17 13 11 15 Resilient Wood Flooring Assemblies
23-15 17 13 11 17 Wood Athletic Flooring
23-15 17 13 11 19 Wood Block Flooring
23-15 17 13 11 21 Wood Composition Flooring
23-15 17 13 11 23 Wood Parquet Flooring
23-15 17 13 11 25 Wood Strip Flooring
23-15 17 13 13 Tile Flooring
23-15 17 13 13 11 Clay Based Flooring
23-15 17 13 13 13 Ceramic Tile Flooring
23-15 17 13 13 13 11 Ceramic Mosaic Tile Flooring
23-15 17 13 13 13 13 Conductive Tile Flooring
23-15 17 13 13 15 Quarry Tile Flooring
23-15 17 13 13 17 Chemical Resistant Quarry Tile Flooring
23-15 17 13 13 17 11 Porcelain Tile Flooring
23-15 17 13 13 17 13 Glass Mosaic Tile Flooring
23-15 17 13 13 17 15 Plastic Tile Flooring
23-15 17 13 13 17 17 Metal Tile Flooring
23-15 17 13 13 17 19 Natural Cut Stone Tile Flooring
23-15 17 13 13 17 21 Tile Flooring Restoration Products
23-15 17 13 15 Terrazzo Flooring
23-15 17 13 15 11 Portland Cement Terrazzo Flooring
23-15 17 13 15 13 Precast Terrazzo Flooring
23-15 17 13 15 15 Conductive Terrazzo Flooring
23-15 17 13 15 17 Plastic matrix Terrazzo Flooring
23-15 17 13 15 19 Terrazzo Flooring Restoration Products
23-15 17 13 17 Masonry Flooring
23-15 17 13 17 11 Brick Flooring
23-15 17 13 17 11 11 Chemical Resistant Brick Flooring
23-15 17 13 17 13 Stone Flooring
23-15 17 13 17 15 Other Masonry Flooring
23-15 17 13 19 Precast Tile and Slab Flooring
23-15 17 13 21 Metal Flooring
23-15 17 15 Resilient Flooring
23-15 17 15 11 Cork Flooring
23-15 17 15 13 Plastic Flooring
23-15 17 15 15 Rubber Flooring
23-15 17 15 17 Linoleum Flooring
23-15 17 15 19 Mechanical Fasteners for Resilient Floor Coverings
23-15 17 15 19 11 Floor Clips
23-15 17 15 19 13 Carpet Grippers
23-15 17 15 19 15 Stair Rods
23-15 17 15 21 Other Resilient Flooring
23-15 17 17 Carpet Flooring
23-15 17 17 11 Carpet Cushions
23-15 17 17 13 Carpet Tiles
23-15 17 17 15 Indoor Carpet Flooring
23-15 17 17 17 Outdoor Carpet Flooring
23-15 17 17 19 Sheet Carpet Flooring
23-15 17 19 Preformed Flooring Equipment Systems
23-15 17 19 11 Floating Floors
23-15 17 19 13 Portable Floors
23-15 17 19 15 Convertible Floors
23-15 17 19 17 Gymnasium or Dance Flooring
23-15 17 21 Access Flooring Components
23-15 17 21 11 Access Floor Frames
23-15 17 21 13 Access Floor Infill Panels
23-15 17 23 Rigid Grid Access Flooring
23-15 17 25 Snap On Stringer Access Flooring
23-15 17 27 Stringerless Access Flooring
23-15 17 29 Floor Finishing Coatings
23-15 17 29 11 Industrial Floor Coatings
23-15 17 29 13 Fluid Applied Flooring
23-15 17 29 13 11 Elastomeric Liquid Flooring
23-15 17 29 13 13 Epoxy Marble Chip Flooring
23-15 17 29 13 15 Magnesium Oxychoride Flooring
23-15 17 29 13 17 Mastic Fills Flooring
23-15 17 29 13 19 Resinous Flooring
23-15 17 29 13 21 Seamless Quartz Flooring
23-15 19 00 Ceiling Coverings, Claddings, and Linings
23-15 19 11 Ceiling Baffles
23-15 19 13 Ceiling Clouds
23-15 19 15 Ceiling Tiles, Panels, Strips, and Sections
23-15 19 15 11 Ceiling Tiles
23-15 19 15 11 11 Acoustical Ceiling Tile
23-15 19 15 13 Ceiling Panels
23-15 19 15 13 11 Acoustical Ceiling Panels
23-15 19 15 13 13 Mirror Ceiling Panels
23-15 19 15 13 15 Curved Ceiling Panels
23-15 19 15 13 17 Metal Ceiling Panels
23-15 19 15 15 Ceiling Covering Strips
23-15 19 15 15 11 Linear Metal Ceiling Covering Strips
23-15 19 15 15 13 Linear Wood Ceiling Covering Strips
23-15 19 15 17 Ceiling Covering Sections
23-15 19 15 17 11 Suspended Decorative Ceiling Grids
23-15 19 17 Ceiling Finishing Coatings
23-15 19 17 11 Textured Ceilings
23-15 19 17 11 11 Gypsum Panel Textured Ceilings
23-15 19 17 11 13 Metal Panel Textured Ceilings
23-15 19 19 Ceiling Specialties and Accessories
23-15 19 19 11 Roses Ceiling Centerpieces
23-15 19 19 13 Ceiling Coving
23-15 19 19 15 Ceiling Cornices
23-15 19 19 17 Ceiling Friezes
23-15 19 19 19 Integral Speaking Panels
23-15 19 21 Ceiling Assembly Restoration Products
23-15 19 23 Ceilings
23-15 19 23 11 Suspended Ceilings
23-15 19 23 11 11 Suspended Ceiling Components
23-15 19 23 11 11 11 Suspended Ceilings, Suspension Assembly
23-15 19 23 11 11 13 Suspended Ceilings, Panels and Tiles
23-15 19 23 11 11 15 Suspended Ceilings, Grids
23-15 19 23 11 11 17 Mechanical Fasteners for Suspended Ceilings
23-15 19 23 11 13 Acoustical Ceilings
23-15 19 23 11 13 11 Metal Pan Acoustical Ceilings
23-15 19 23 11 13 13 Acoustical Panel Ceilings
23-15 19 23 11 13 15 Acoustical Tile Ceilings
23-15 19 23 11 15 Specialty Ceilings
23-15 19 23 11 15 11 Integrated Ceilings
23-15 19 23 11 15 13 Linear Ceilings
23-15 19 23 11 15 13 11 Metal Linear Ceilings
23-15 19 23 11 15 13 13 Wood Linear Ceilings
23-15 19 23 11 15 15 Luminous Ceilings
23-15 19 23 11 15 17 Mirror Panel Ceilings
23-15 19 23 11 15 19 Textured Ceilings
23-15 19 23 11 15 21 Suspended Decorative Grids
23-15 19 23 11 15 23 Clean Room Ceilings
23-15 19 23 13 Stretched Fabric Ceilings
23-15 21 00 Surface Applied Coatings
23-15 21 11 Paints and Varnishes
23-15 21 11 11 General Purpose Paints and Varnishes
23-15 21 11 11 11 Solvent Based General Purpose Paints and Varnishes
23-15 21 11 11 13 Water Based General Purpose Paints and Varnishes
23-15 21 11 13 Textured Paints
23-15 21 11 13 11 Solvent Based Textured Paints
23-15 21 11 13 13 Water Based Textured Paints
23-15 21 13 Paints for Particular Applications
23-15 21 13 11 Corrosion Prevention Paints
23-15 21 13 13 Solar Reflective Paints
23-15 21 13 15 Fluorescent Paints
23-15 21 13 17 Line Paints
23-15 21 13 19 Roadway Marking Paints
23-15 21 13 21 Swimming Pool Paints
23-15 21 13 23 Coatings for Concrete and Masonry
23-15 21 13 25 Mold/Mildew Resistant Coatings
23-15 21 15 Powder Coating Services
23-15 21 15 11 Factory Applied Metal Powder Coatings
23-15 21 17 Inorganic Metal Treatments
23-15 21 17 11 Galvanized Coatings
23-15 21 17 13 Anodized Coatings
23-15 21 17 15 Electro Plated Coatings
23-15 21 17 17 Vitreous Enameling
23-15 21 19 Stains and Decorative Surface Impregnations
23-15 21 19 11 Decorative Wood Conservation Products
23-15 21 19 13 Stains
23-15 21 19 13 11 Opaque Stains
23-15 21 19 13 11 11 Exterior Opaque Stains
23-15 21 19 13 11 13 Interior Opaque Stains
23-15 21 19 13 13 Transparent Stains
23-15 21 19 13 13 11 Exterior Transparent Stains
23-15 21 19 13 13 13 Interior Transparent Stains
23-15 21 21 High Performance Coatings
23-15 21 21 11 Abrasion Resistant Coatings
23-15 21 21 13 Chemical Resistant Coatings
23-15 21 21 15 Elastomeric Coatings
23-15 21 21 17 Fire Resistant Coatings
23-15 21 21 19 Graffiti Resistant Coatings
23-15 21 21 21 High Building Coatings
23-15 21 21 23 Intumescent Paints
23-15 21 21 25 Marine Coatings
23-15 21 21 27 Textured Plastic Coatings
23-15 21 23 Protective Surface Impregnations
23-15 21 23 11 Surface Consolidation Hardening Impregnations
23-15 21 23 13 Impregnations Protecting from Biological Attack
23-15 21 23 13 11 Wood Treatment Protecting from Biological Attack
23-15 21 23 15 Impregnations Protecting from Fire
23-15 21 23 15 11 Wood Treatment Protecting from Fire
23-15 21 23 15 11 11 Fire Retardant Treatment
23-15 21 23 17 Water Repellents
23-15 21 23 17 11 Acrylic Water Repellents
23-15 21 23 17 13 Silane Water Repellents
23-15 21 23 17 15 Silicone Water Repellents
23-15 21 23 17 17 Siloxane Water Repellents
23-15 21 23 17 19 Stearate Water Repellents
23-17 00 00 Openings, Passages, and Protection Products
23-17 11 00 Doors
23-17 11 11 Door Components
23-17 11 11 11 Door Frames
23-17 11 11 13 Preassembled Door and Frame Units
23-17 11 11 15 Door Fanlights
23-17 11 11 17 Door Sections
23-17 11 11 17 11 Structural Door Sections
23-17 11 11 17 13 Door Cladding Sections
23-17 11 11 19 Door Linings and Boards
23-17 11 11 21 Door Renovation Sets
23-17 11 11 23 Door Sidelites
23-17 11 11 25 Door Accessories
23-17 11 11 25 11 Door Peep Holes
23-17 11 11 25 13 Door Buffers
23-17 11 11 25 15 Door Stops
23-17 11 11 25 17 Door Mail Openings
23-17 11 11 25 19 Door Mail Slots
23-17 11 11 25 21 Door Louvers
23-17 11 11 25 23 Door Lights
23-17 11 13 Metal Doors
23-17 11 13 11 Hollow Metal Doors
23-17 11 13 13 Aluminum Doors
23-17 11 13 13 11 Aluminum Screen Doors
23-17 11 13 13 13 Aluminum Storm Doors
23-17 11 13 15 Steel Doors
23-17 11 13 15 11 Steel Screen Doors
23-17 11 13 15 13 Steel Storm Doors
23-17 11 13 17 Bronze Doors
23-17 11 13 19 Sliding Metal Doors
23-17 11 13 21 Folding Metal Doors
23-17 11 13 23 Revolving Metal Doors
23-17 11 13 25 Overhead Metal Doors
23-17 11 13 25 11 Roller Shutter Overhead Metal Doors
23-17 11 13 25 13 Sectional Overhead Metal Doors
23-17 11 15 Wood Doors
23-17 11 15 11 Carved Wood Doors
23-17 11 15 13 Flush Wood Doors
23-17 11 15 15 Clad Wood Doors
23-17 11 15 17 Prefinished Wood Doors
23-17 11 15 19 Stile and Rail Wood Doors
23-17 11 15 21 Wood Storm Doors
23-17 11 15 23 Wood Screen Doors
23-17 11 15 25 Sliding Wood Doors
23-17 11 15 27 Folding Wood Doors
23-17 11 15 29 Revolving Wood Doors
23-17 11 15 31 Overhead Wood Doors
23-17 11 15 31 11 Roller Shutter Overhead Wood Doors
23-17 11 15 31 13 Sectional Overhead Wood Doors
23-17 11 17 Plastic Doors
23-17 11 17 11 Laminated Plastic Doors
23-17 11 17 13 Solid Plastic Doors
23-17 11 17 15 Plastic Storm Doors
23-17 11 17 17 Plastic Screen Doors
23-17 11 17 19 Sliding Plastic Doors
23-17 11 17 21 Folding Plastic Doors
23-17 11 17 23 Revolving Plastic Doors
23-17 11 17 25 Overhead Plastic Doors
23-17 11 17 25 11 Roller Shutter Overhead Plastic Doors
23-17 11 17 25 13 Sectional Overhead Plastic Doors
23-17 11 19 Composite Doors
23-17 11 19 11 Fiberglass Composite Doors
23-17 11 19 13 Sliding Composite Doors
23-17 11 19 15 Folding Composite Doors
23-17 11 19 17 Composite Hinged Doors
23-17 11 19 19 Revolving Composite Doors
23-17 11 19 21 Overhead Composite Doors
23-17 11 19 21 11 Roller Shutter Overhead Composite Doors
23-17 11 19 21 13 Sectional Overhead Composite Doors
23-17 11 21 Glazed Doors
23-17 11 21 11 Glazed Hinged Doors
23-17 11 23 All Glass Doors
23-17 11 23 11 Swinging All Glass Doors
23-17 11 23 13 Sliding All Glass Doors
23-17 11 23 15 Folding All Glass Doors and Grilles
23-17 11 23 15 11 Accordion Folding All Glass Doors
23-17 11 23 15 13 Panel Folding All Glass Doors
23-17 11 23 15 15 Bifold All Glass Doors
23-17 11 23 17 Revolving All Glass Doors
23-17 11 23 19 Balanced All Glass Doors
23-17 11 25 Passage Grilles
23-17 11 25 11 Sliding Passage Grilles
23-17 11 25 13 Folding Passage Grilles
23-17 11 25 13 11 Accordion Folding Passage Grilles
23-17 11 25 15 Rolling Grilles
23-17 11 27 Access Doors
23-17 11 27 11 Trap Doors
23-17 11 27 13 Access Doors
23-17 11 27 15 Floor Hatches
23-17 11 27 17 Roof Hatches
23-17 11 27 19 Security Floor Hatches
23-17 11 27 21 Security Roof Hatches
23-17 11 27 21 11 Forced Entry and Ballistic Resistant Roof Hatches
23-17 11 27 21 13 Ballistic Resistant Roof Hatches
23-17 11 27 23 Man Hole Accesses
23-17 11 29 Access Panels
23-17 11 29 11 Equipment Access Panels
23-17 11 31 Fire Doors
23-17 11 31 11 Fire Rated Doors
23-17 11 31 11 11 Fire Rated Overhead Doors
23-17 11 31 11 13 Fire Rated Rolling Doors
23-17 11 31 11 15 Fire Rated Sliding Doors
23-17 11 31 11 17 Fire Rated Hinged Doors
23-17 11 31 11 19 Fire Rated Revolving Doors
23-17 11 31 13 Temperature Rate of Rise Fire Rated Doors
23-17 11 31 13 11 Temperature Rate of Rise Fire Rated Overhead Doors
23-17 11 31 13 13 Temperature Rate of Rise Fire Rated Rolling Doors
23-17 11 31 13 15 Temperature Rate of Rise Fire Rated Sliding Doors
23-17 11 31 13 17 Temperature Rate of Rise Fire Rated Hinged Doors
23-17 11 31 13 19 Temperature Rate of Rise Fire Rated Revolving Doors
23-17 11 35 Fire Shutters
23-17 11 37 Controlled Environment Doors
23-17 11 37 11 Cold Storage Doors
23-17 11 37 13 Sound Control Doors
23-17 11 37 15 Radiation Protection Doors
23-17 11 37 15 11 Electromagnetic Shielding Doors
23-17 11 37 15 13 Radio Frequency Protection Doors
23-17 11 37 15 15 BO Shielding Doors
23-17 11 37 15 17 X Ray Protection Doors
23-17 11 37 15 19 Nuclear Radiation Protection Doors
23-17 11 37 15 21 High Energy Magnetic Pulse Protection Doors
23-17 11 39 Detention Doors
23-17 11 41 Hanger Doors
23-17 11 43 Lightproof Doors
23-17 11 43 11 Revolving Darkroom Door
23-17 11 45 Traffic Doors
23-17 11 45 11 Flexible Traffic Doors
23-17 11 45 13 Flexible Strip Doors
23-17 11 45 15 Rigid Panel Traffic Doors
23-17 11 45 17 Rapid Opening Doors
23-17 11 47 Pressure Resistant Doors
23-17 11 47 11 Airtight Doors
23-17 11 47 13 Watertight Doors
23-17 11 49 Security Rated Door
23-17 11 49 11 Blast Resistant Doors
23-17 11 49 13 Forced Entry Door
23-17 11 49 13 11 Multi Forced Entry Lock Door
23-17 11 49 13 13 Single Forced Entry Lock Door
23-17 11 49 15 Forced Entry and Ballistic Resistant Door
23-17 11 49 17 Ballistic Resistant Door
23-17 13 00 Windows
23-17 13 11 Window Components
23-17 13 11 11 Window Sections
23-17 13 11 13 Window Linings and Boards
23-17 13 11 15 Window Vents
23-17 13 11 17 Window Frames
23-17 13 11 19 Transoms
23-17 13 11 21 Sidelites
23-17 13 11 23 Retractable Screens
23-17 13 13 Metal Windows
23-17 13 13 11 Metal Fixed Windows
23-17 13 13 13 Metal Horizontal Sliding Windows
23-17 13 13 15 Metal Single Hung Windows
23-17 13 13 17 Metal Double Hung Windows
23-17 13 13 19 Metal Triple Hung Windows
23-17 13 13 21 Metal Awning Windows
23-17 13 13 23 Metal Casement Windows
23-17 13 13 25 Metal Hopper Windows
23-17 13 13 27 Metal Vertical Pivoted Windows
23-17 13 13 29 Metal Jalousie Windows
23-17 13 15 Wood Windows
23-17 13 15 11 Wood Fixed Windows
23-17 13 15 13 Wood Horizontal Sliding Windows
23-17 13 15 15 Wood Single Hung Windows
23-17 13 15 17 Wood Double Hung Windows
23-17 13 15 19 Wood Triple Hung Windows
23-17 13 15 21 Wood Awning Windows
23-17 13 15 23 Wood Casement Windows
23-17 13 15 25 Wood Hopper Windows
23-17 13 15 27 Wood Vertical Pivoted Windows
23-17 13 15 29 Wood Jalousie Windows
23-17 13 17 Plastic Windows
23-17 13 17 11 Plastic Fixed Windows
23-17 13 17 13 Plastic Horizontal Sliding Windows
23-17 13 17 15 Plastic Single Hung Windows
23-17 13 17 17 Plastic Double Hung Windows
23-17 13 17 19 Plastic Triple Hung Windows
23-17 13 17 21 Plastic Awning Windows
23-17 13 17 23 Plastic Casement Windows
23-17 13 17 25 Plastic Hopper Windows
23-17 13 17 27 Plastic Vertical Pivoted Windows
23-17 13 17 29 Plastic Jalousie Windows
23-17 13 17 31 Plastic Jalousie Awning Windows
23-17 13 19 Composite Windows
23-17 13 19 11 Composite Fixed Windows
23-17 13 19 13 Composite Horizontal Sliding Windows
23-17 13 19 15 Composite Single Hung Windows
23-17 13 19 17 Composite Double Hung Windows
23-17 13 19 19 Composite Triple Hung Windows
23-17 13 19 21 Composite Awning Windows
23-17 13 19 23 Composite Casement Windows
23-17 13 19 25 Composite Hopper Windows
23-17 13 19 27 Composite Vertical Pivoted Windows
23-17 13 19 29 Composite Jalousie Windows
23-17 13 19 31 Composite Jalousie Awning Windows
23-17 13 21 Projecting Windows
23-17 13 21 11 Bay Windows
23-17 13 21 11 11 Angles Bay Windows
23-17 13 21 11 13 Box Bay Windows
23-17 13 21 13 Bow Windows
23-17 13 23 Roof Windows
23-17 13 25 Masonry Windows
23-17 13 25 11 Glass Masonry Unit Windows
23-17 13 27 Special Purpose Windows
23-17 13 27 11 Fire Rated Windows
23-17 13 27 13 Detention Windows
23-17 13 27 15 Pass Windows
23-17 13 27 17 Controlled Environment Windows
23-17 13 27 17 11 Sound Control Windows
23-17 13 27 17 13 Radiation Protection Windows
23-17 13 27 17 13 11 Electromagnetic Shielding Windows
23-17 13 27 17 13 13 BO Shielding Windows
23-17 13 27 17 13 15 Radio Frequency Protection Windows
23-17 13 27 17 13 17 X Ray Protection Windows
23-17 13 27 17 13 19 Nuclear Radiation Protection Windows
23-17 13 27 17 13 21 High Energy Magnetic Pulse Protection Windows
23-17 13 29 Security Windows
23-17 13 29 11 Ballistic Resistant Windows
23-17 13 29 11 11 Teller Forced Entry and Ballistic Resistant Windows
23-17 13 29 13 Blast Resistant Windows
23-17 13 29 13 11 Blast Resistant Structural Muntin Windows
23-17 13 29 13 13 Blast Resistant Window Frames
23-17 13 29 15 Impact Resistant Windows
23-17 13 29 17 Forced Entry Resistant Windows
23-17 13 29 19 Radio Frequency Shielding Windows
23-17 13 29 21 Security Window Films
23-17 13 29 21 11 Shatter Resistant Security Window Films
23-17 13 29 23 Security Window Curtains
23-17 13 29 23 11 Security Window Blast Curtains
23-17 15 00 Glazing
23-17 15 11 Glass Glazing
23-17 15 11 11 Bent Glass
23-17 15 11 13 Chemically Strengthened Glass
23-17 15 11 15 Coated Glass
23-17 15 11 17 Composite Glass
23-17 15 11 19 Decorative Glass
23-17 15 11 21 Fire Rated Glass
23-17 15 11 23 Float Glass
23-17 15 11 25 Heat Strengthened Glass
23-17 15 11 27 Impact Resistant Glass
23-17 15 11 29 Insulating Glass
23-17 15 11 31 Laminated Glass
23-17 15 11 33 Low Emissivity Glass
23-17 15 11 35 Rolled Glass
23-17 15 11 37 Spandrel Glass
23-17 15 11 39 Tempered Glass
23-17 15 11 41 Wired Glass
23-17 15 13 Plastic Glazing
23-17 15 13 11 Ballistics Resistant Plastic Glazing
23-17 15 13 13 Decorative Plastic Glazing
23-17 15 13 15 Insulating Plastic Glazing
23-17 15 13 17 Translucent Plastic Glazing
23-17 15 13 19 Transparent Plastic Glazing
23-17 15 15 Security Glass
23-17 15 15 11 Laminated Security Glass
23-17 15 17 Tinted Glass
23-17 15 19 Glazing by Special Function
23-17 15 19 11 Security Glazing
23-17 15 19 13 Ballistics Resistant Glass Glazing
23-17 15 19 15 Pressure Resistant Glazing
23-17 15 19 17 Hurricane Resistant Glazing
23-17 15 19 19 Radiation Resistant Glazing
23-17 15 19 21 Switchable Privacy Glass
23-17 15 21 Glazing Components
23-17 15 21 11 Glazing Frames
23-17 15 21 13 Glazing Sections
23-17 15 21 15 Mechanical Glazing Fasteners
23-17 15 23 Glazing Accessories
23-17 15 23 11 Glazing Beads
23-17 15 23 13 Condensation Channels
23-17 15 23 15 Glazing Sealants and Tapes
23-17 15 23 17 Glazing Gaskets
23-17 15 23 19 Glazing Leading Material
23-17 15 25 Protective Films
23-17 15 25 11 Solar Control Films
23-17 15 25 13 Safety Films
23-17 15 25 15 Security Films
23-17 15 25 17 Decorative Films
23-17 17 00 Skylights
23-17 17 11 Skylight Components
23-17 17 11 11 Skylight Hardware
23-17 17 13 Unit Skylights
23-17 17 13 11 Domed Unit Skylights
23-17 17 13 13 Pyramidal Unit Skylights
23-17 17 13 15 Vaulted Unit Skylights
23-17 17 13 17 Single Slope Unit Skylights
23-17 17 13 19 Octagonal Unit Skylights
23-17 17 13 21 Tubular Skylights
23-17 17 15 Metal Framed Skylights
23-17 17 15 11 Domed Metal Framed Skylights
23-17 17 15 13 Pyramidal Metal Framed Skylights
23-17 17 15 15 Ridge Metal Framed Skylights
23-17 17 15 17 Vaulted Metal Framed Skylights
23-17 17 15 19 Single Slope Metal Framed Skylights
23-17 17 15 21 Octagonal Metal Framed Skylights
23-17 19 00 Hardware for Openings
23-17 19 11 Hardware for Doors
23-17 19 11 11 Rotation, Pivoting Door Gear
23-17 19 11 13 Sliding Door Gear
23-17 19 11 15 Door Guiding Hardware
23-17 19 11 17 Door Holding Hardware
23-17 19 11 17 11 Door Hold Open Hardware
23-17 19 11 19 Door Closing Hardware
23-17 19 11 19 11 Door Closers
23-17 19 11 19 11 11 Manual Floor Door Closers
23-17 19 11 19 11 13 Manual Surface Door Closers
23-17 19 11 19 11 15 Manual Concealed Overhead Door Closers
23-17 19 11 19 11 17 Power Operator Floor Door Closers
23-17 19 11 19 11 19 Power Operator Surface Door Closers
23-17 19 11 19 11 21 Power Operator Concealed Overhead Door Closers
23-17 19 11 21 Door Barrier Locks
23-17 19 11 21 11 Door Deadbolt Locks
23-17 19 11 21 13 Door Chains
23-17 19 11 21 15 Door Electric Strike Locks
23-17 19 11 21 17 Door Electromagnetic Locks
23-17 19 11 21 17 11 Door Time Locks
23-17 19 11 21 17 13 Door Time Delay Combination Locks
23-17 19 11 21 19 Door Latches
23-17 19 11 21 21 Door Mortise Locks
23-17 19 11 21 21 11 Door Electric Mortise Locks
23-17 19 11 21 21 13 Door Electronic Mortise Locks
23-17 19 11 21 23 Door Pin Tumbler Locks
23-17 19 11 21 23 11 Door Tubular Pin Tumbler Locks
23-17 19 11 21 25 Door Flush Bolts
23-17 19 11 23 Door Cores
23-17 19 11 25 Door Cylinders
23-17 19 11 27 Door Key Control Systems
23-17 19 11 29 Personnel Door Access
23-17 19 11 29 11 Door Position Switches
23-17 19 11 29 13 Door Emergency Exit Panic Bars
23-17 19 11 29 15 Door End of Line Devices
23-17 19 11 29 17 Door Request to Exit Switches
23-17 19 11 29 19 Personnel Access Door Keypads
23-17 19 11 29 19 11 Door Infrared Request to Exit Switches
23-17 19 11 31 Automatic Door Controls and Operators
23-17 19 11 31 11 Card Key Door Locking Hardware
23-17 19 11 31 13 Electrical Door Locking Control
23-17 19 11 31 15 Electromagnetic Door Holders
23-17 19 11 31 17 Sensors for Automatic Doors
23-17 19 11 33 Door Exiting Hardware
23-17 19 13 Hardware for Windows
23-17 19 13 11 Sliding Window Gear
23-17 19 13 11 11 Horizontal Sliding Window Gear
23-17 19 13 11 13 Vertical Sliding Window Gear
23-17 19 13 13 Horizontal Pivoting Window Gear
23-17 19 13 15 Window Tilt and Turn Gear
23-17 19 13 17 Louver Gear
23-17 19 13 19 Automatic Window Equipment
23-17 19 13 21 Window Barrier Locks
23-17 19 13 21 11 Window Deadbolt Locks
23-17 19 13 21 13 Window Latches
23-17 19 13 21 15 Window Mortise Locks
23-17 19 13 21 17 Window Flush Bolts
23-17 19 13 23 Window Lifts
23-17 19 13 25 Window Operators
23-17 19 13 25 11 Manual Surface Window Closers
23-17 19 13 25 13 11 Manual Concealed Overhead Window Closers
23-17 19 13 25 15 11 Power Operator Surface Window Closers
23-17 19 13 25 17 11 Power Operator Concealed Overhead Window Closers
23-17 19 15 Weatherstripping and Seals
23-17 19 15 11 Door Weatherstripping and Seals
23-17 19 15 11 11 Acoustic Seals
23-17 19 15 11 13 Astragals
23-17 19 15 11 15 Perimeter Gasketing
23-17 19 15 13 Thresholds
23-17 19 15 15 Window Weatherstripping and Seals
23-17 19 17 Other Openings Hardware
23-17 19 17 11 Door Stops
23-17 21 00 Protection of Openings
23-17 21 11 Exterior Protection of Openings
23-17 21 11 11 Projecting Screens
23-17 21 11 11 11 Solid Canopies
23-17 21 11 11 13 Louvered Canopies
23-17 21 11 11 15 Solid Vertical Fins
23-17 21 11 11 17 Louvered Vertical Fins
23-17 21 11 11 19 Manual Awnings
23-17 21 11 11 21 Powered Awnings
23-17 21 11 13 Exterior Shutters
23-17 21 11 13 11 Folding Exterior Shutters
23-17 21 11 13 13 Shutter Components
23-17 21 11 13 13 11 Roller Shutter Gear
23-17 21 11 13 13 13 Roller Shutter Sections
23-17 21 11 13 13 15 Roller Shutter Casings
23-17 21 11 13 15 Sliding Exterior Shutters
23-17 21 11 13 17 Swinging Exterior Shutters
23-17 21 11 13 19 Coiling Exterior Shutters
23-17 21 11 15 Exterior Louvers and Grilles
23-17 21 11 15 11 Fixed Exterior Louvers and Grilles
23-17 21 11 15 13 Roller Exterior Louvers and Grilles
23-17 21 11 15 15 Sliding Exterior Louvers and Grilles
23-17 21 11 17 Storm Panels
23-17 21 11 17 11 Demountable Storm Panels
23-17 21 11 17 13 Movable Storm Panels
23-17 21 13 Interior Window Treatment
23-17 21 13 11 Window Blinds
23-17 21 13 11 11 Horizontal Window Blinds
23-17 21 13 11 13 Vertical Window Blinds
23-17 21 13 11 15 Window Blind Components
23-17 21 13 11 15 11 Window Slats
23-17 21 13 11 15 13 Window Vanes
23-17 21 13 11 15 15 Blinds Hardware
23-17 21 13 13 Curtains and Drapes
23-17 21 13 13 11 Drapery Tracks
23-17 21 13 15 Window Interior Shutters
23-17 21 13 17 Window Shades
23-17 21 13 17 11 Cellular/Pleated Shades
23-17 21 13 17 13 Roller Shades
23-17 21 15 Fire and Smoke Shutters and Curtains
23-17 21 15 11 Fire Shutters
23-17 21 15 11 11 Vertical Fire Shutters
23-17 21 15 11 13 Horizontal Fire Shutters
23-17 21 15 13 Smoke Curtains
23-17 21 15 13 11 Water Spray Smoke Curtains
23-17 21 15 15 Smoke Shutters
23-17 21 17 Insect Screens
23-17 21 17 11 Complete Insect Screens
23-17 21 17 13 Components
23-17 21 17 13 11 Frames for Insect Screens
23-17 21 17 13 13 Mesh for Insect Screens
23-17 23 00 Circulation and Escape Products
23-17 23 11 Ramps
23-17 23 13 Walkways
23-17 23 15 Ladders
23-17 23 15 11 Ladder Component Products
23-17 23 15 11 11 Ladder Hardware
23-17 23 15 11 13 Rungs
23-17 23 15 13 Vertical Ladders
23-17 23 15 15 Ship Ladders
23-17 23 17 Stairs
23-17 23 17 11 Stair Component Products
23-17 23 17 11 11 Stair Treads
23-17 23 17 11 13 Stair Nosings
23-17 23 17 11 15 Stair Tread Coverings
23-17 23 17 11 17 Stair Railings
23-17 23 17 11 19 Stair Handrails
23-17 23 17 11 21 Stair Barrier Gates
23-17 23 17 13 Spiral Stairs
23-17 23 17 13 11 Metal Spiral Stairs
23-17 23 17 13 13 Wood Spiral Stairs
23-17 23 17 15 Retractable Stairs
23-17 23 19 Fire Escapes
23-17 23 19 11 Escape Ladders, Stairs
23-17 23 19 11 11 Fire Escapes
23-17 23 19 13 Escape Slides
23-17 23 21 Evacuation Equipment
23-17 23 21 11 Evacuation Slings
23-17 23 21 13 Evacuation Chairs
23-17 25 00 Circulation Guiding and Protection Products
23-17 25 11 Guardrails
23-17 25 11 11 Guardrail Component Products
23-17 25 11 11 11 Cable Infill Systems
23-17 25 11 11 13 Infill Panels
23-17 25 11 11 15 Posts, Newel Posts, Pickets
23-17 25 11 11 17 Railing
23-17 25 13 Handrails
23-17 25 13 11 Rope Handrails
23-17 25 13 13 Capping
23-17 25 13 15 Chain Handrails
23-17 25 15 Impact Protection Products
23-17 25 15 11 Impact Guard Rails
23-17 25 15 11 11 Bumper Guards
23-17 25 15 13 Corner Guards
23-17 25 15 15 Column Protectors
23-17 25 15 17 Door and Wall Protector Products
23-17 25 15 17 11 Impact Resistant Wall Protection Products
23-19 00 00 Specialty Products
23-19 11 00 Information Display Specialties
23-19 11 11 Information Signs
23-19 11 13 Display Lettering
23-19 11 15 Display Numerals
23-19 11 17 Notice Boards
23-19 11 19 Writing Boards
23-19 11 19 11 Interactive Multi Media Whiteboards
23-19 11 19 13 Chalk Boards
23-19 11 19 15 Dry Erase Boards
23-19 11 19 17 Drawing Boards
23-19 11 21 Plaques
23-19 11 23 Poster Display Units
23-19 11 25 Display Screens
23-19 11 27 Pictograms
23-19 11 29 Directory Boards
23-19 11 31 Electronic Copy Boards
23-19 11 33 Magnetic Boards
23-19 13 00 Lockers
23-19 13 11 Metal Lockers
23-19 13 13 Plastic Laminate Lockers
23-19 13 15 Solid Core Lockers
23-19 15 00 Communication Specialties
23-19 15 11 Mail Boxes
23-19 15 13 Mail Racks
23-19 15 15 Pigeonholes
23-19 15 17 Mail Trolleys
23-19 15 19 Mail Handling Equipment
23-19 15 21 Telephone Booths
23-19 17 00 Fireplaces
23-19 17 11 Electric Fireplace
23-19 17 13 Fuel Oil Fireplace
23-19 17 15 Gas Fireplace
23-19 17 17 Solid Fuel Fireplace
23-19 17 19 Fireplace Doors
23-19 17 21 Fireplace Water Heaters
23-19 19 00 Flue and Chimney Products
23-19 19 11 Complete Flue and Chimney Systems
23-19 19 11 11 Chimney Gas Vents
23-19 19 11 13 Fabricated Stacks
23-19 19 11 15 Fabricated Breechings and Accessories
23-19 19 11 17 Insulated Sectional Chimneys
23-19 19 13 Fireplace Ductwork
23-19 19 13 11 Fireplace B Vent Ductwork
23-19 19 13 13 Fireplace Direct Vent Ductwork
23-19 19 13 15 Fireplace Free Vent Ductwork
23-19 19 13 17 Fireplace Tri Wall Vent Ductwork
23-19 19 13 19 Fireplace Dampers
23-19 19 15 Flue and Chimney Systems Components
23-19 19 15 11 Draft Control Devices
23-19 19 15 13 Fireplace Lintels
23-19 19 15 15 Flue Linings
23-19 19 15 17 Flue Caps
23-19 19 15 19 Flue Cowls
23-19 19 15 21 Chimney Dampers
23-19 19 15 23 Fire Shutter Extinguishers
23-19 19 15 25 Flue Gas Purifiers
23-19 21 00 Hearths
23-19 23 00 Kilns
23-19 25 00 Pest Control Devices
23-19 25 11 Bird Control Devices
23-19 25 11 11 Roost Inhibitors
23-19 25 11 11 11 Bird Wire
23-19 25 11 11 13 Bird Spikes
23-19 25 11 11 15 Bird Netting
23-19 25 11 13 Bird Flight Diverters
23-19 25 11 15 Bird Repellant Devices
23-19 25 11 15 11 Sonic Repellant Devices
23-19 25 11 15 13 Ultra Sonic Repellant Devices
23-19 25 11 15 15 Visual Devices
23-19 25 11 17 Bird Attractors
23-19 25 11 19 Bird Control Accessories
23-19 25 11 19 11 Mounting Clips
23-19 25 11 19 13 Extension Speakers
23-19 25 11 19 15 Solar Panels
23-19 25 11 19 17 Spikes Adhesives
23-19 25 11 19 19 Foot Pumps
23-19 25 11 19 21 Caulking Guns
23-19 25 13 Insect Control Devices
23-19 25 13 11 Electronic Insect Repellers
23-19 25 13 11 11 Automatic Misting Systems
23-19 25 13 11 13 Vacuum System s
23-19 25 13 11 15 Sonic Repellers
23-19 25 13 11 17 Ultrasonic Repellers
23-19 25 13 11 19 Electromagnetic Repellers
23-19 25 13 13 Fly Traps
23-19 25 13 15 Screens
23-19 25 13 17 Foam Sealants
23-19 25 13 19 Fly Boards
23-19 25 13 21 Insect Control Accessories
23-19 25 13 21 11 Nozzles
23-19 25 13 21 13 Tubing
23-19 25 13 21 15 Risers
23-19 25 13 21 17 Fittings
23-19 25 13 21 19 Remote Controls
23-19 25 15 Rodent Control Devices
23-19 25 15 11 Traps
23-19 25 15 11 11 Snap Traps
23-19 25 15 11 13 Glue Traps
23-19 25 15 11 15 Sticky Traps
23-19 25 15 11 17 Electronic Traps
23-19 25 15 13 Ultrasonic Rodent Control Devices
23-19 25 15 15 Electronic Rodent Control Devices
23-19 25 15 17 Proofing Devices
23-19 25 15 19 Tracking Products
23-19 25 15 21 Spray Devices
23-19 25 15 23 Rodent Control Accessories
23-19 27 00 Manufactured Exterior Specialties
23-19 27 11 Weathervanes
23-19 27 13 Clocks
23-19 27 15 Cupolas
23-19 27 17 Spires
23-19 27 19 Steeples
23-19 27 21 Towers
23-19 27 23 Industrial Breechings
23-19 27 23 11 Industrial Breechings
23-19 27 23 13 Fabricated Industrial Breechings
23-19 27 23 15 Fabricated Industrial Breechings Accessories
23-19 27 25 Industrial Chimneys
23-19 27 25 11 Industrial Chimney Shafts
23-19 27 25 13 Industrial Chimney Linings
23-19 27 25 15 Industrial Chimney Draft Control Devices
23-19 27 25 17 Industrial Insulated Sectional Chimneys
23-19 27 27 Industrial Stacks
23-19 29 00 Complete Buildings
23-19 29 11 Pre Engineered Structures
23-19 29 11 11 Pre Engineered Structure Component
23-19 29 11 11 11 Lift Shaft Components
23-19 29 11 13 Framed Pre Engineered Buildings
23-19 29 11 15 Panel Structure Pre Engineered Buildings
23-19 29 11 17 Cubicle Structure Pre Engineered Buildings
23-19 29 11 19 Air Supported Pre Engineered Buildings
23-19 29 11 21 Cable Supported Pre Engineered Buildings
23-19 29 11 23 Fabric Pre Engineered Building Structures
23-19 29 11 25 Prefabricated Dome Structures
23-19 29 11 27 Portable Buildings
23-19 29 11 29 Mobile Buildings
23-19 29 13 Covers and Shelters
23-19 29 13 11 General Purpose Shelters
23-19 29 13 13 Shelters for Public Transport
23-19 29 13 13 11 Bus Stop Shelters
23-19 29 13 13 13 Train Platform Shelters
23-19 29 13 15 Walkway Coverings
23-19 29 13 17 Shelters for Civil Protection
23-19 29 13 19 Animal Shelters
23-19 29 13 19 11 Kennels
23-19 29 13 21 Car Shelters
23-19 29 13 23 Shelters for Services
23-19 29 13 25 Garden Umbrellas
23-19 29 15 Special Purpose Buildings
23-19 29 15 11 Observatories
23-19 29 15 13 Control Booths
23-19 29 15 15 Greenhouses
23-19 29 15 15 11 Glazed Greenhouse Structures
23-19 29 15 17 Summerhouses
23-19 29 15 17 11 Gazebos
23-19 29 15 17 13 Pavilions
23-19 29 15 19 Kiosks
23-19 29 15 21 Public Restrooms
23-19 29 15 23 Sauna Buildings
23-19 29 15 25 Funerary Construction Products
23-19 29 15 25 11 Preassembled Mausoleums
23-19 29 15 27 General Purpose Booths
23-19 29 15 27 11 Ticket Booths
23-19 29 15 27 13 Parking Attendant Booths
23-19 29 15 27 15 Toll Booths
23-19 29 15 27 17 Guard Booths
23-19 29 15 27 19 Valet Booths
23-19 29 17 Building Modules
23-19 29 17 11 Prison Cells
23-19 29 17 13 Hotel Rooms
23-19 29 17 15 Dormitory Rooms
23-19 29 19 Integrated Assemblies
23-19 29 19 11 Sound, Vibration and Seismic Control Products
23-19 29 19 11 11 Floating Floor Construction Products
23-19 31 00 Room Units
23-19 31 11 General Purpose Room Units
23-19 31 11 11 Prefabricated General Purpose Rooms
23-19 31 13 Storage Room Units
23-19 31 15 Special Purpose Rooms
23-19 31 15 11 Athletic Rooms
23-19 31 15 11 11 Handball Racquetball Courts
23-19 31 15 13 Conservatories
23-19 31 15 13 11 Solarium Specialties
23-19 31 15 15 Planetariums
23-19 31 15 17 Saunas
23-19 31 15 19 Steam Baths
23-19 31 17 Sanitary Room Units
23-19 31 17 11 Bathroom Units
23-19 31 17 13 Lavatory Units
23-19 31 19 Controlled Environment Rooms
23-19 31 19 11 Clean Rooms
23-19 31 19 13 Insulated Rooms
23-19 31 19 13 11 Cold Storage Rooms
23-19 31 19 15 Sound Conditioned Rooms
23-19 31 19 15 11 Practice Booths
23-19 31 19 17 Hyperbaric Rooms
23-19 31 19 19 Radiation Protected Rooms
23-19 31 19 19 11 Electromagnetic Shielded Rooms
23-19 31 19 19 13 RF Shielded Rooms
23-19 31 19 19 15 BO Shielded Rooms
23-19 31 19 19 17 Radio Frequency Protected Rooms
23-19 31 19 19 19 X Ray Protected Rooms
23-19 31 19 19 21 Nuclear Radiation Protected Rooms
23-19 31 19 19 23 High Energy Magnetic Pulse Protected Rooms
23-19 31 21 Plant and Control Room Units
23-19 31 21 11 Plant Office Shelters and Booths
23-19 31 23 Corridor Units
23-21 00 00 Furnishings, Fixtures and Equipment Products
23-21 11 00 Commercial Furniture
23-21 11 11 Commercial Storage Units
23-21 11 11 11 Commercial Storage Shelves
23-21 11 11 13 Commercial Storage Supports
23-21 11 11 15 Commercial Storage Racking
23-21 11 11 17 Commercial Mobile Storage Units
23-21 11 11 19 Commercial Filing Cabinets
23-21 11 11 21 Architecture Plan Chests
23-21 11 11 23 Commercial Desks
23-21 11 11 25 Commercial Bookcases
23-21 11 11 27 Commercial Key Hangers
23-21 13 00 Retail and Office Equipment and Furnishings
23-21 13 11 Registration Equipment
23-21 13 13 Checkroom Equipment
23-21 13 15 Mercantile Equipment and Furnishings
23-21 13 17 Barber Shop Equipment
23-21 13 19 Beauty Shop Equipment
23-21 13 21 Cash Registers
23-21 13 23 Checkout Equipment
23-21 13 25 Office Equipment
23-21 13 25 11 Drafting Equipment
23-21 13 25 13 Plotters
23-21 13 25 15 Drawing Equipment
23-21 13 25 17 Office Accessories
23-21 15 00 Wardrobe and Closet Specialties
23-21 15 11 Wardrobes
23-21 15 13 Chests of Drawers
23-21 15 15 Clothing Lockers
23-21 15 17 Clothing Racks
23-21 15 17 11 Coat Racks
23-21 15 17 13 Hat Racks
23-21 15 19 Clothing Hangers
23-21 15 19 11 Shoe Trees
23-21 15 19 13 Coat Hooks
23-21 15 19 15 Coat Hangers
23-21 15 19 17 Coat Rails
23-21 15 21 Cloakroom Units
23-21 15 23 Umbrella Storage Stands
23-21 15 25 Checkroom Equipment
23-21 15 25 11 Manual Checkroom Equipment
23-21 15 25 13 Automated Checkroom Equipment
23-21 15 27 Clothing Shelving Units
23-21 15 27 11 Clothing Shelves
23-21 15 27 13 Clothing Shelving and Storage Units
23-21 17 00 Interior Refuse Disposal Furniture
23-21 17 11 Interior Waste Bins
23-21 17 13 Interior Ash Trays
23-21 17 15 Interior Refuse Holders
23-21 19 00 Casework
23-21 19 11 Modular General Casework
23-21 19 11 11 Metal Modular General Casework
23-21 19 11 13 Wood Modular General Casework
23-21 19 11 15 Plastic Modular General Casework
23-21 19 13 Custom General Casework
23-21 19 15 Specialty Casework
23-21 19 15 11 Bank Specialty Casework
23-21 19 15 13 Hospitality Specialty Casework
23-21 19 15 15 Medical Specialty Casework
23-21 19 15 15 11 Hospital Specialty Casework
23-21 19 15 15 13 Nurse Station Specialty Casework
23-21 19 15 15 15 Exam Room Specialty Casework
23-21 19 15 15 17 Dental Specialty Casework
23-21 19 15 15 19 Pharmacy Specialty Casework
23-21 19 15 17 Display Specialty Casework
23-21 19 15 19 Religious Specialty Casework
23-21 19 15 21 Library Specialty Casework
23-21 19 15 21 11 Library Specialty Casework Study Carrels
23-21 19 15 21 13 Library Specialty Casework Book Stacks
23-21 19 15 21 15 Library Specialty Casework Periodical Racks
23-21 19 15 23 Educational Specialty Casework
23-21 19 15 23 11 Educational Specialty Casework Study Carrels
23-21 19 15 25 Laboratory Specialty Casework
23-21 19 15 25 11 Metal Laboratory Specialty Casework
23-21 19 15 25 13 Plastic-Laminate-Clad Laboratory Specialty Casework
23-21 19 15 25 15 Wood Laboratory Specialty Casework
23-21 19 15 25 17 Solid-Plastic Laboratory Specialty Casework
23-21 19 15 27 Mortuary Specialty Casework
23-21 19 15 29 Commercial Kitchen Specialty Casework
23-21 19 15 31 Darkroom Specialty Casework
23-21 19 15 33 Residential Specialty Casework
23-21 19 15 33 11 Residential Kitchen Specialty Casework
23-21 19 15 33 13 Residential Bathroom Specialty Casework
23-21 19 15 33 15 Residential Dormitory Specialty Casework
23-21 19 15 35 Utility Room Specialty Casework
23-21 19 15 39 Mailroom Casework
23-21 19 17 Casework Components
23-21 19 17 11 Casework Component Cabinets
23-21 19 17 13 Casework Component Hardware
23-21 19 17 15 Casework Component Work Surfaces
23-21 21 00 Food Service Equipment and Furnishings
23-21 21 11 Commercial Food Services Cabinets
23-21 21 11 11 Commercial Hot Cabinets
23-21 21 11 13 Commercial Cold Cabinets
23-21 21 11 15 Commercial Combination Hot Cold Cabinets
23-21 21 11 17 Commercial Pastry Cabinets
23-21 21 11 19 Commercial Warming Cabinets
23-21 21 11 21 Commercial Snack Cabinets
23-21 21 13 Commercial Food Cooking Equipment
23-21 21 13 11 Commercial Bain Maries
23-21 21 13 13 Commercial Beverage Equipment
23-21 21 13 13 11 Commercial Coffee Makers
23-21 21 13 13 13 Commercial Coffee Warmers
23-21 21 13 13 15 Commercial Iced Tea Makers
23-21 21 13 15 Commercial Broilers
23-21 21 13 15 11 Commercial Steam Broilers
23-21 21 13 15 13 Commercial Infra Red Broilers
23-21 21 13 15 15 Commercial Gas Broilers
23-21 21 13 17 Commercial Food Cookers
23-21 21 13 17 11 Commercial Food Induction Cookers
23-21 21 13 17 13 Commercial Pasta Cookers
23-21 21 13 17 15 Commercial Food Pressure Cookers
23-21 21 13 17 17 Commercial Rice Cookers
23-21 21 13 19 Commercial Crepe Machines
23-21 21 13 21 Commercial Fryers
23-21 21 13 21 11 Commercial Deep Fryers
23-21 21 13 21 13 Commercial Pressure Fryers
23-21 21 13 23 Commercial Frying Pans
23-21 21 13 23 11 Commercial Tilting Frying Pans
23-21 21 13 25 Commercial Griddles
23-21 21 13 27 Commercial Grills
23-21 21 13 27 11 Commercial Barbecue Grills
23-21 21 13 27 13 Commercial Char Broiler Grills
23-21 21 13 27 15 Commercial Hot Dog Grills
23-21 21 13 29 Commercial Kettles
23-21 21 13 29 11 Commercial Poacher Kettles
23-21 21 13 29 13 Commercial Salmon Kettles
23-21 21 13 31 Commercial Ovens
23-21 21 13 31 11 Commercial Barbeque Ovens
23-21 21 13 31 13 Commercial Combination Convection Ovens
23-21 21 13 31 15 Commercial Convection Ovens
23-21 21 13 31 17 Commercial Microwave Ovens
23-21 21 13 31 19 Commercial Pastry Ovens
23-21 21 13 31 21 Commercial Pizza Ovens
23-21 21 13 31 23 Commercial Proofer Ovens
23-21 21 13 31 25 Commercial Smoker Ovens
23-21 21 13 33 Commercial Popcorn Machines
23-21 21 13 35 Commercial Ranges
23-21 21 13 37 Commercial Rotisseries
23-21 21 13 39 Commercial Food Steamers
23-21 21 13 39 11 Commercial High Pressure Food Steamer
23-21 21 13 41 Commercial Skillets
23-21 21 13 41 11 Commercial Tilt Skillets
23-21 21 13 43 Commercial Stoves
23-21 21 13 45 Commercial Toasters
23-21 21 13 45 11 Commercial Toaster Conveyors
23-21 21 13 47 Commercial Waffle Irons
23-21 21 13 49 Commercial Small Specialized Cooking Equipment
23-21 21 15 Commercial Food Services Warming Equipment
23-21 21 15 11 Commercial Food Warmers
23-21 21 15 13 Commercial Food Warmer Stations
23-21 21 15 15 Commercial Hot Plates
23-21 21 15 17 Commercial Steam Tables
23-21 21 17 Commercial Food Services Cooling Equipment
23-21 21 17 11 Commercial Refrigerated Tables
23-21 21 19 Commercial Dishwasher Equipment
23-21 21 19 11 Commercial Dishwashers
23-21 21 19 11 11 Commercial Steam Dishwashers
23-21 21 19 11 13 Commercial Dishwasher Conveyors
23-21 21 19 11 15 Commercial Dishwasher Tray Conveyors
23-21 21 21 Commercial Food Disposal Equipment
23-21 21 21 11 Commercial Waste Disposal Units
23-21 21 21 13 Commercial Garbage Disposals
23-21 21 21 15 Commercial Garbage Pulpers
23-21 21 23 Commercial Food Display Equipment
23-21 21 23 11 Commercial Food Display Coolers
23-21 21 23 11 11 Commercial Freezer Food Display Cases
23-21 21 23 11 13 Commercial Heated Food Display Cases
23-21 21 23 11 15 Commercial Refrigerated Food Display Cases
23-21 21 23 11 17 Commercial Unconditioned Food Display Cases
23-21 21 23 13 Commercial Food Guards
23-21 21 25 Commercial Food and Beverage Dispensing Equipment
23-21 21 25 11 Commercial Soda Fountain Equipment
23-21 21 25 13 Commercial Bottled Water Dispensers
23-21 21 25 15 Commercial Bowl and Plate Dispensers
23-21 21 25 17 Commercial Bread Dispensers
23-21 21 25 19 Commercial Cappuccino or Espresso Dispensers
23-21 21 25 21 Commercial Carbonated Beverage Dispensers
23-21 21 25 23 Commercial Coffee Dispensers
23-21 21 25 25 Commercial Condiment Dispensers
23-21 21 25 27 Commercial Cream Dispensers
23-21 21 25 29 Commercial Cup Dispensers
23-21 21 25 31 Commercial Cup and Saucer Dispensers
23-21 21 25 33 Commercial Bubbler Dispensers
23-21 21 25 35 Commercial Drinking Glass Dispensers
23-21 21 25 37 Commercial Flatware Dispensers
23-21 21 25 39 Commercial Hot Chocolate Dispensers
23-21 21 25 41 Commercial Hot Water Dispensers
23-21 21 25 43 Commercial Ice Cream Dispensers
23-21 21 25 45 Commercial Milk Dispensers
23-21 21 25 47 Commercial Milkshake Dispensers
23-21 21 25 49 Commercial Non Carbonated Beverage Dispensers
23-21 21 25 49 11 Commercial Refrigerated Non Carbonated Beverage Dispensers
23-21 21 25 51 Commercial Plate Dispensers
23-21 21 25 53 Commercial Saucer Dispensers
23-21 21 25 55 Commercial Slush Dispensers
23-21 21 25 57 Commercial Soft Serve Ice Cream Dispensers
23-21 21 25 59 Commercial Syrup Pump Dispensers
23-21 21 25 61 Commercial Tray Dispensers
23-21 21 25 63 Commercial Water Filter System
23-21 21 25 65 Commercial Filtration Equipment
23-21 21 27 Commercial Refrigerators And Freezers
23-21 21 27 11 Commercial Blast Chillers
23-21 21 27 13 Commercial Freezers
23-21 21 27 13 11 Commercial Blast Freezers
23-21 21 27 13 13 Commercial Chest Freezers
23-21 21 27 13 15 Commercial Flammable Liquid Freezers
23-21 21 27 13 17 Commercial Freeze Drying Equipment
23-21 21 27 13 19 Commercial Plate Freezers
23-21 21 27 13 21 Commercial Sub Zero Freezers
23-21 21 27 13 23 Commercial Upright Freezers
23-21 21 27 13 25 Commercial Upright Reach In Freezers
23-21 21 27 13 27 Commercial Upright Pass Through Freezers
23-21 21 27 13 29 Commercial Upright Roll In Freezers
23-21 21 27 13 31 Commercial Walk In Freezers
23-21 21 27 15 Commercial Refrigerators
23-21 21 27 15 11 Commercial Flammable Liquid Refrigerators
23-21 21 27 15 13 Commercial Liquid Nitrogen Refrigerators
23-21 21 27 15 15 Commercial Refrigerated Containers
23-21 21 27 15 17 Commercial Refrigerated Tanks
23-21 21 27 15 19 Commercial Refrigerated Vessels
23-21 21 27 15 21 Commercial Upright Refrigerators
23-21 21 27 15 23 Commercial Upright Reach In Refrigerators
23-21 21 27 15 25 Commercial Upright Pass Through Refrigerators
23-21 21 27 15 27 Commercial Upright Roll In Refrigerators
23-21 21 27 15 29 Commercial Walk In Refrigerators
23-21 21 27 17 Commercial Refrigerator Freezers
23-21 21 27 19 Commercial Food Storage Coolers
23-21 21 27 19 11 Commercial Walk In Coolers
23-21 21 29 Commercial Ice Machines
23-21 21 29 11 Commercial Block Ice Makers
23-21 21 29 13 Commercial Cube Ice Makers
23-21 21 29 15 Commercial Flaker Ice Makers
23-21 21 29 17 Commercial Ice Dispensers
23-21 21 29 19 Commercial Ice Shaver Dispensers
23-21 21 29 21 Commercial Ice Maker Bins
23-21 21 31 Commercial Food Preparation Equipment
23-21 21 31 11 Commercial Food Mixers
23-21 21 31 13 Commercial Food Peelers
23-21 21 31 15 Commercial Food Processors
23-21 21 31 17 Commercial Food Service Stations
23-21 21 31 19 Commercial Food Slicers
23-21 21 31 19 11 Commercial Electric Food Slicers
23-21 21 31 19 13 Commercial Mechanical Food Slicers
23-21 21 31 21 Commercial Food Preparation Tables
23-21 21 31 21 11 Commercial Refrigerated Food Preparation Tables
23-21 21 31 23 Commercial Drink Making Equipment
23-21 21 33 Commercial Food Service Furniture
23-21 21 33 11 Commercial Bar Stools
23-21 21 33 13 Commercial Restaurant Chairs
23-21 21 33 15 Commercial Restaurant Booths
23-21 21 33 17 Commercial Restaurant Seating Units
23-21 21 33 19 Commercial Restaurant Tables
23-21 21 35 Commercial Serving Counters
23-21 21 35 11 Commercial Bars
23-21 21 35 11 11 Commercial Beverage Bars
23-21 21 35 11 13 Commercial Salad Bars
23-21 21 35 11 15 Commercial Bar Equipment
23-21 21 35 13 Commercial Serving Counters
23-21 21 35 13 11 Commercial Condiment Counters
23-21 21 35 13 13 Commercial Serving Counters
23-21 21 35 15 Commercial Service Line Equipment
23-21 21 37 Commercial Food Service Storage Equipment
23-21 21 37 11 Commercial Bottle Racks
23-21 21 39 Commercial Food Service Delivery Equipment
23-21 21 39 11 Commercial Food Delivery Conveyors
23-21 21 39 13 Commercial Food Delivery Carts
23-21 21 39 15 Commercial Restaurant Turntables
23-21 21 41 Commercial Food Service Ventilation Equipment
23-21 21 41 11 Commercial Food Hood Equipment
23-21 21 41 11 11 Commercial Food Service Hoods
23-21 21 41 13 Commercial Food Ventilation Equipment
23-21 21 41 13 11 Commercial Food Ventilation Fire Suppression Systems
23-21 21 41 13 13 Commercial Catering Ventilation
23-21 21 43 Commercial Food Processing Equipment
23-21 21 45 Commercial Food Weighing Equipment
23-21 21 47 Commercial Food Wrapping Equipment
23-21 23 00 Residential Furniture and Equipment
23-21 23 11 Complete Residential Dining Room Suites
23-21 23 13 Residential Seating
23-21 23 13 11 Residential Chairs
23-21 23 13 13 Residential Settees
23-21 23 13 15 Residential Sofas
23-21 23 13 17 Residential Stools
23-21 23 13 19 Residential Benches
23-21 23 13 21 Residential Chaises Lounges
23-21 23 13 23 Residential Sofa Beds
23-21 23 13 25 Residential Chair Beds
23-21 23 15 Residential Tables
23-21 23 15 11 Residential Dining Room Tables
23-21 23 15 13 Residential Sideboards
23-21 23 15 15 Residential End Tables
23-21 23 15 17 Residential Coffee Tables
23-21 23 17 Residential Storage Units
23-21 23 17 11 Residential Cabinet
23-21 23 17 13 Residential China Cabinets
23-21 23 17 15 Residential Cupboards
23-21 23 17 17 Residential Chests
23-21 23 19 Residential Bedroom Furniture
23-21 23 19 11 Complete Residential Bedroom Suites
23-21 23 19 13 Residential Beds
23-21 23 19 13 11 Residential Headboards
23-21 23 19 13 13 Residential Footboards
23-21 23 19 13 15 Residential Cots
23-21 23 19 13 17 Residential Mattresses
23-21 23 19 15 Residential Bedside Units
23-21 23 19 17 Residential Dressing Tables
23-21 23 19 19 Residential Dressers
23-21 23 21 Residential Food Cabinets
23-21 23 23 Residential Food Cooking Equipment
23-21 23 23 11 Residential Broilers
23-21 23 23 11 11 Residential Steam Broilers
23-21 23 23 11 13 Residential Infra Red Broilers
23-21 23 23 11 15 Residential Gas Broilers
23-21 23 23 13 Residential Food Cookers
23-21 23 23 13 11 Residential Food Induction Cookers
23-21 23 23 13 13 Residential Pasta Cookers
23-21 23 23 13 15 Residential Food Pressure Cookers
23-21 23 23 13 17 Residential Rice Cookers
23-21 23 23 15 Residential Crepe Machines
23-21 23 23 17 Residential Fryers
23-21 23 23 17 11 Residential Deep Fryers
23-21 23 23 17 13 Residential Pressure Fryers
23-21 23 23 19 Residential Griddles
23-21 23 23 21 Residential Grills
23-21 23 23 21 11 Residential Barbecue Grills
23-21 23 23 21 13 Residential Char Broiler Grills
23-21 23 23 21 15 Residential Hot Dog Grills
23-21 23 23 23 Residential Kettles
23-21 23 23 23 11 Residential Poacher Kettles
23-21 23 23 23 13 Residential Salmon Kettles
23-21 23 23 25 Residential Ovens and Stoves
23-21 23 23 25 11 Residential Stoves
23-21 23 23 25 13 Residential Combination Convection Ovens
23-21 23 23 25 15 Residential Convection Ovens
23-21 23 23 25 17 Residential Gas Ovens
23-21 23 23 25 19 Residential Electric Ovens
23-21 23 23 25 21 Residential Microwave Ovens
23-21 23 23 27 Residential Rotisseries
23-21 23 23 29 Residential Food Steamers
23-21 23 23 29 11 Residential High Pressure Food Steamer
23-21 23 23 31 Residential Small Specialized Cooking Equipment
23-21 23 25 Residential Dishwashers
23-21 23 25 11 Residential Electric Dishwashers
23-21 23 25 13 Residential Gas Dishwashers
23-21 23 27 Residential Waste Disposal Units
23-21 23 27 11 Residential Garbage Disposals
23-21 23 27 13 Residential Garbage Compactors
23-21 23 27 13 11 Residential Coffee Dispensers
23-21 23 29 Residential Food and Beverage Dispensing Equipment
23-21 23 29 11 Residential Cappuccino or Espresso Dispensers
23-21 23 29 13 Residential Bubbler Dispensers
23-21 23 29 15 Residential Hot Water Dispensers
23-21 23 31 Residential Water Filter System
23-21 23 33 Residential Refrigerators And Freezers
23-21 23 33 11 Residential Freezers
23-21 23 33 11 11 Residential Chest Freezers
23-21 23 33 11 13 Residential Sub Zero Freezers
23-21 23 33 11 15 Residential Upright Freezers
23-21 23 33 13 Residential Refrigerators
23-21 23 33 13 11 Residential Upright Refrigerators
23-21 23 33 15 Residential Refrigerator Freezers
23-21 23 35 Residential Ice Machines
23-21 23 35 11 Residential Cube Ice Makers
23-21 23 35 13 Residential Ice Dispensers
23-21 23 37 Residential Food Preparation Equipment
23-21 23 37 11 Residential Food Mixers
23-21 23 37 13 Residential Food Peelers
23-21 23 37 15 Residential Food Processors
23-21 23 37 17 Residential Food Slicers
23-21 23 37 17 11 Residential Electric Food Slicers
23-21 23 37 17 13 Residential Mechanical Food Slicers
23-21 23 37 19 Residential Food Preparation Tables
23-21 23 39 Residential Kitchen and Dining Room Furniture
23-21 23 39 11 Residential Bar Stools
23-21 23 39 13 Residential Kitchen and Dining Room Chairs
23-21 23 39 15 Residential Kitchen and Dining Room Tables
23-21 23 39 17 Residential Bars
23-21 23 39 17 11 Residential Beverage Bars
23-21 23 39 17 13 Residential Bar Equipment
23-21 23 41 Residential Food Storage Equipment
23-21 23 41 11 Residential Bottle Racks
23-21 23 43 Residential Cooking Ventilation Equipment
23-21 23 43 11 Residential Range Hoods
23-21 23 43 13 Residential Food Ventilation Equipment
23-21 23 45 Residential Clothes Airers
23-21 23 45 11 Residential Clothes Stands
23-21 23 45 13 Residential Clothes Lines
23-21 23 47 Residential Combination Laundry Washer Dryers
23-21 23 49 Residential Ironing and Pressing Machines
23-21 23 51 Residential Laundry Dryers
23-21 23 51 11 Residential Electric Laundry Dryers
23-21 23 51 13 Residential Gas Laundry Dryers
23-21 23 53 Residential Washing Machines
23-21 23 53 11 Residential Front Loading Laundry Washers
23-21 23 53 13 Residential Side Loading Laundry Washers
23-21 23 53 15 Residential Top Loading Laundry Washers
23-21 25 00 Educational and Cultural Equipment and Furnishings
23-21 25 11 Group Seating
23-21 25 11 11 Auditorium Seating
23-21 25 11 11 11 Fixed Audience Seating
23-21 25 11 11 13 Portable Audience Seating
23-21 25 11 11 13 11 Folding Audience Chairs
23-21 25 11 11 13 13 Interlocking Audience Chairs
23-21 25 11 11 13 15 Stacking Audience Chairs
23-21 25 11 13 Classroom Furniture
23-21 25 11 13 11 Seat Assembly
23-21 25 11 13 13 Table Assembly
23-21 25 11 13 15 Modular Desks
23-21 25 11 15 Multiple Use Fixed Seating
23-21 25 11 17 Platforms
23-21 25 11 17 11 Portable Stages
23-21 25 11 17 13 Risers
23-21 25 11 19 Language Laboratory Equipment
23-21 25 13 Theater and Stage Equipment
23-21 25 13 11 Acoustical Shells
23-21 25 13 13 Rigging Systems and Controls
23-21 25 13 15 Scenery Docks
23-21 25 13 17 Suspension Systems
23-21 25 13 19 Stage Curtains
23-21 25 15 Planetarium Equipment and Furnishings
23-21 25 15 11 Planetarium Projectors
23-21 25 15 13 Planetarium Seating
23-21 25 17 Observatory Equipment and Furnishings
23-21 25 17 11 Telescopes
23-21 25 19 Ecclesiastical Equipment and Furnishings
23-21 25 19 11 Religious Seating
23-21 25 19 11 11 Pews
23-21 25 19 11 13 Benches
23-21 25 19 13 Chancel Furnishings
23-21 25 19 13 11 Lecterns
23-21 25 19 13 13 Pulpits
23-21 25 19 13 15 Choir Screens
23-21 25 19 13 17 Altars
23-21 25 19 15 Baptisteries
23-21 25 19 17 Baptismal Fonts
23-21 25 19 19 Instrumental Equipment
23-21 25 19 19 11 Organs
23-21 25 19 19 13 Organ Cases
23-21 25 19 19 15 Screens
23-21 25 19 19 17 Bells
23-21 25 19 19 19 Carillons
23-21 25 19 21 Synagogue Furniture
23-21 25 19 23 Mosque Furniture
23-21 25 19 25 Temple Furniture
23-21 25 21 Library and Archive Equipment and Furnishings
23-21 25 21 11 Library Stack Systems
23-21 25 21 11 11 Library Shelving
23-21 25 21 13 Book Depositories
23-21 25 21 15 Book Theft Protection Equipment
23-21 25 21 17 Library Furniture
23-21 25 21 17 11 Library Filing Furniture
23-21 25 21 17 13 Library Display Furniture
23-21 25 21 17 15 Study Carrels
23-21 25 23 Exhibition Equipment and Furnishings
23-21 25 23 11 Display Furniture
23-21 25 23 11 11 Display Cabinets
23-21 25 23 11 13 Display Racks
23-21 25 23 11 15 Display Carousels
23-21 25 23 13 Gallery Hanging Systems
23-21 25 23 15 Pedestals
23-21 25 23 17 Retail Cabinets
23-21 25 23 19 Exhibition Stands
23-21 25 23 21 Shell Schemes
23-21 25 23 23 Exhibit Equipment
23-21 27 00 Child Furnishings
23-21 27 11 Child Beds
23-21 27 11 11 Infant Cradles
23-21 27 11 13 Bassinets
23-21 27 11 15 Infant Beds
23-21 27 11 17 Toddler Beds
23-21 27 11 19 Children Beds
23-21 27 13 Child Cots
23-21 27 13 11 Toddler Cots
23-21 27 13 13 Children Cots
23-21 27 13 15 Cot Carrier
23-21 27 15 Child Playpens
23-21 27 17 Child Benches
23-21 27 17 11 Toddler Benches
23-21 27 17 13 Children Benches
23-21 27 19 Child Bathtub
23-21 27 19 11 Infant Bathtubs
23-21 27 19 13 Toddler Bathtubs
23-21 27 19 15 Children Bathtubs
23-21 27 21 Child Chairs
23-21 27 21 11 Child High Chairs
23-21 27 21 13 Child Stools
23-21 27 23 Child Play Panels
23-21 27 25 Child Indoor Swings
23-21 27 25 11 Infant Swings
23-21 27 25 13 Toddler Swings
23-21 27 27 Child Sofas
23-21 27 29 Child Strollers
23-21 27 29 11 Child Carriage Strollers
23-21 27 29 13 Child Multiple Carriage Strollers
23-21 27 29 15 Child Perambulators
23-21 27 29 17 Child Buggies
23-21 27 31 Child Tables
23-21 27 31 11 Diaper Changing Tables
23-21 27 33 Child Storage Units
23-21 27 33 11 Child File Cabinets
23-21 27 33 13 Child Kiosks
23-21 27 33 15 Child Shelves
23-21 27 33 17 Child Book Display Units
23-21 27 33 19 Child Card Catalog Units
23-21 27 33 21 Child Cubbies
23-21 27 35 Child Dressers
23-21 29 00 Athletic and Recreational Equipment
23-21 29 11 Athletic or Recreation Screening
23-21 29 11 11 Tennis Court Windbreakers
23-21 29 13 Athletic Surfacing
23-21 29 13 11 Baseball Field Surfacing
23-21 29 13 13 Multi Purpose Court Surfacing
23-21 29 13 15 Resilient Matting
23-21 29 13 17 Synthetic Grass Surfacing
23-21 29 13 19 Synthetic Running Track Surfacing
23-21 29 13 21 Tennis Court Surfacing
23-21 29 15 Athletic Equipment
23-21 29 15 11 Bowling Alley Equipment
23-21 29 15 13 Goalposts
23-21 29 15 15 Nets
23-21 29 15 17 Backstops
23-21 29 15 19 Scoreboards
23-21 29 15 21 Time Clocks
23-21 29 15 23 Floor Sockets
23-21 29 15 25 Climbing Equipment
23-21 29 15 25 11 Climbing Walls
23-21 29 15 25 13 Climbing Ropes
23-21 29 15 27 Gymnasium Dividers
23-21 29 15 29 Wall Mats
23-21 29 15 31 Floor Mats
23-21 29 15 33 Referee Platforms
23-21 29 15 35 Athletic Equipment Storage Racks
23-21 29 17 Playground Equipment
23-21 29 17 11 Climbing Apparatus
23-21 29 17 13 Climbing Walls
23-21 29 17 13 11 Harness Equipment
23-21 29 17 15 Merry Go Rounds
23-21 29 17 17 Playhouse Gardens
23-21 29 17 19 Rope Climbing Equipment
23-21 29 17 21 Sand Tables
23-21 29 17 23 Water Tables
23-21 29 17 25 Sandboxes
23-21 29 17 27 See Saws
23-21 29 17 27 11 Spring, Rocking Equipment
23-21 29 17 29 Slides
23-21 29 17 31 Swings
23-21 29 17 31 11 Harness Swings
23-21 29 17 31 13 Rope Swings
23-21 29 17 31 15 Tire Swings
23-21 29 17 31 17 Seat Swings
23-21 29 17 33 Playground Tunnel
23-21 29 17 35 Play Structures
23-21 29 19 Recreational Equipment
23-21 29 19 11 Ping Pong Equipment
23-21 29 19 13 Arcade Machines
23-21 29 19 15 Billiards Equipment
23-21 29 19 17 Sauna Equipment
23-21 29 19 19 Steam Room Equipment
23-21 29 19 21 Shooting Range Equipment
23-21 29 19 23 Swimming Pool Equipment
23-21 29 19 23 11 Diving Boards
23-21 29 19 23 13 Starting Blocks
23-21 29 19 23 15 Ladders
23-21 29 21 Pools
23-21 29 21 11 Leisure Whirlpools
23-21 29 21 13 Hot Tubs
23-21 29 21 15 Swimming Pools
23-21 29 21 17 Lap Pools
23-21 29 23 Spectator Stands
23-21 29 23 11 Fixed Stadium Seating
23-21 29 23 13 Telescoping Stands
23-21 29 23 15 Bleachers
23-21 29 23 15 11 Telescoping Bleachers
23-21 29 23 17 Telescoping Chair Platforms
23-21 31 00 Fitness and Exercise Equipment
23-21 31 11 Exercise Apparatus
23-21 31 11 11 Weight Training Exercise Apparatus
23-21 31 11 11 11 Multi Station Weight Training Exercise Apparatus
23-21 31 13 Exercise Bars
23-21 31 13 11 Chinning Bars
23-21 31 13 13 Weightlifting Bars
23-21 31 15 Exercise Benches
23-21 31 15 11 Weightlifting Benches
23-21 31 15 11 11 Adjustable Utility Weightlifting Benches
23-21 31 15 11 13 Decline Weightlifting Benches
23-21 31 15 11 15 Incline Weightlifting Benches
23-21 31 15 11 17 Supine Weightlifting Benches
23-21 31 17 Exercise Boards
23-21 31 17 11 Abdominal Exercise Boards
23-21 31 17 11 11 Raised and Bent Leg Abdominal Exercise Boards
23-21 31 19 Exercise Machines
23-21 31 19 11 Abdominal Exercise Machines
23-21 31 19 13 Back Extension Exercise Machines
23-21 31 19 15 Biceps Exercise Machines
23-21 31 19 17 Chest Exercise Machines
23-21 31 19 19 Closed Chain Exercise Machines
23-21 31 19 21 Hip Exercise Machines
23-21 31 19 21 11 Hip Abduction Exercise Machines
23-21 31 19 21 13 Hip Adduction Exercise Machines
23-21 31 19 23 Leg Exercise Machines
23-21 31 19 23 11 Leg Curl Exercise Machines
23-21 31 19 23 13 Leg Extension Exercise Machines
23-21 31 19 23 15 Leg Press Exercise Machines
23-21 31 19 23 17 Leg Press Squat Exercise Machines
23-21 31 19 23 19 Leg Squat Exercise Machines
23-21 31 19 25 Neck Exercise Machines
23-21 31 19 27 Pullover Exercise Machines
23-21 31 19 29 Rotary Shoulder Exercise Machines
23-21 31 19 31 Rowing Exercise Machines
23-21 31 19 33 Shoulder Exercise Machines
23-21 31 19 35 Treadmills
23-21 31 19 37 Triceps Exercise Machines
23-21 31 19 39 Continuous Passive Motion CPM Exercisers
23-21 31 19 41 Ladder Exercisers
23-21 31 19 43 Exercise Platforms
23-21 31 19 45 Ramp Curb Exercisers
23-21 31 19 47 Staircase Exercisers
23-21 31 19 49 Upper and Lower Extremities Exercisers
23-21 31 19 51 Upper Body Exercisers
23-21 31 21 Exercise Floor Mats
23-21 31 23 Exercise Pulleys
23-21 31 23 11 Triplex Exercise Pulleys
23-21 33 00 Industrial and Manufacturing Equipment and Furnishings
23-21 33 11 Manufacturing Equipment
23-21 33 13 Manufacturing Furniture
23-21 33 13 11 Flat Work Surface Furniture
23-21 33 13 13 Work Stations
23-21 33 15 Shop Equipment
23-21 33 17 Shop Furniture
23-21 33 17 11 Shop Work Surfaces
23-21 33 17 13 Shop Storage Fittings
23-21 35 00 Miscellaneous Equipment and Furnishings
23-21 35 11 Darkroom Equipment and Furnishings
23-21 35 11 11 Darkroom Processing Equipment
23-21 35 13 Vending Equipment
23-21 35 13 11 Vending Machines
23-21 35 15 Ticket Machines
23-21 35 17 Change Machines
23-21 35 19 Vehicle Service Equipment
23-21 35 19 11 Compressed Air Vehicle Service Equipment
23-21 35 19 13 Fuel Dispensing Equipment
23-21 35 19 15 Vehicle Lubrication Equipment
23-21 35 19 17 Tire Changing Equipment
23-21 35 19 19 Vehicle Washing Equipment
23-21 35 19 21 Vehicle Hoists
23-21 35 21 Security and Vault Equipment and Furnishings
23-21 35 21 11 Safes
23-21 35 21 13 Safe Deposit Boxes
23-21 35 21 15 Vault Doors
23-21 35 21 17 Day Gates
23-21 35 21 19 Anti Bandit Screens
23-21 35 21 19 11 Gun Ports
23-21 35 21 21 Teller and Service Equipment
23-21 35 21 21 11 Automated Banking Systems
23-21 35 21 21 13 Money Cart Pass Through
23-21 35 21 21 15 Package Transfer Units
23-21 35 21 21 17 Service and Teller Window Units
23-21 35 21 21 19 Teller Equipment Systems
23-21 35 21 21 21 Deal Drawers
23-21 35 21 23 Key Security Cabinets
23-21 35 21 25 Money Handling Equipment
23-21 35 23 Detention Equipment and Furnishings
23-21 35 23 11 Detention Enclosures
23-21 35 23 13 Detention Furnishings and Specialties
23-21 35 23 15 Detention Furniture
23-21 35 25 Agricultural Equipment
23-21 35 25 11 Milkers
23-21 35 25 13 Stock Feeders
23-21 35 25 15 Stock Waterers
23-21 35 25 17 Waste Clean Up Equipment
23-21 37 00 Furnishings, Ornaments, and Decoration
23-21 37 11 Soft Furnishings
23-21 37 11 11 Rugs
23-21 37 11 13 Upholstery
23-21 37 11 15 Cushions
23-21 37 11 17 Padding
23-21 37 11 19 Tablecloths
23-21 37 13 Decoration
23-21 37 13 11 Commercial Artwork
23-21 37 13 11 11 Wall Hangings
23-21 37 13 13 Clocks
23-21 37 13 15 Mirrors
23-21 37 13 17 Interior Ornamental Fountains
23-21 37 13 19 Ornamental Screens
23-21 37 13 21 Decorative Planters
23-21 37 13 23 Decorative Vases
23-21 39 00 Commercial Washing and Waste Disposal Equipment
23-21 39 11 Commercial Washing Equipment
23-21 39 11 11 High Pressure Washing Equipment
23-21 39 13 Drain Boards
23-21 41 00 Commercial Laundry Equipment
23-21 41 11 Commercial Clothes Airers
23-21 41 11 11 Commercial Clothes Dryers
23-21 41 11 13 Commercial Clothes Stands
23-21 41 11 15 Commercial Clothes Lines
23-21 41 13 Commercial Combination Laundry Washer Dryers
23-21 41 15 Commercial Dry Cleaning Equipment
23-21 41 17 Commercial Laundry Dispensers
23-21 41 17 11 Commercial Dry Laundry Detergent Dispensers
23-21 41 17 13 Commercial Liquid Laundry Detergent Dispensers
23-21 41 17 15 Commercial Dryer Sheet Dispensers
23-21 41 19 Commercial Dry Cleaning Machines
23-21 41 21 Commercial Laundry Extractors
23-21 41 23 Commercial Flat Work Ironers
23-21 41 23 11 Commercial Electric Flat Work Ironers
23-21 41 23 13 Commercial Gas Flat Work Ironers
23-21 41 23 15 Commercial Steam Flat Work Ironers
23-21 41 25 Commercial Ironing and Pressing Machines
23-21 41 27 Commercial Laundry Folding Machines
23-21 41 29 Commercial Laundry Conveyors
23-21 41 31 Commercial Laundry Dryers
23-21 41 31 11 Commercial Electric Laundry Dryers
23-21 41 31 13 Commercial Gas Laundry Dryers
23-21 41 31 15 Commercial Steam Laundry Dryers
23-21 41 33 Commercial Laundry Presses
23-21 41 33 11 Commercial Electric Laundry Presses
23-21 41 33 13 Commercial Gas Laundry Presses
23-21 41 33 15 Commercial Steam Laundry Presses
23-21 41 35 Commercial Laundry Spreader Feeders
23-21 41 37 Commercial Laundry Steam Tunnels
23-21 41 39 Commercial Laundry Tubs
23-21 41 41 Commercial Washing Machines
23-21 41 41 11 Commercial Front Loading Laundry Washers
23-21 41 41 13 Commercial Side Loading Laundry Washers
23-21 41 41 15 Commercial Top Loading Laundry Washers
23-21 41 41 17 Commercial Tunnel Laundry Washers
23-21 43 00 Cleaning Equipment
23-21 43 11 Buckets
23-21 43 11 11 Mop Buckets
23-21 43 11 13 Waste Paper Baskets
23-21 43 13 Cleaners
23-21 43 13 11 Pressure Cleaners
23-21 43 13 13 Steam Cleaners
23-21 43 15 Custodial Dispensers
23-21 43 15 11 Air Freshener Dispensers
23-21 43 15 13 Bathroom Tissue Dispensers
23-21 43 15 15 Cleaning Rag Dispensers
23-21 43 15 17 Facial Tissue Dispensers
23-21 43 15 19 Hand Cleaner Dispensers
23-21 43 15 21 Institutional Soap Dispensers
23-21 43 15 23 Lotion Dispensers
23-21 43 15 25 Paper Towel Dispensers
23-21 43 15 27 Sanitary Goods Dispensers
23-21 43 15 29 Toilet Accessories Dispensers
23-21 43 15 31 Toilet Tissue Dispensers
23-21 43 15 33 Urinal Accessories Dispensers
23-21 43 17 Duct Cleaning Machines
23-21 43 19 Floor Cleaning Equipment
23-21 43 19 11 Floor Burnishers
23-21 43 19 13 Floor Polishers
23-21 43 19 15 Floor Scrapers
23-21 43 19 17 Floor Scrubbers
23-21 43 19 19 Floor Sweepers
23-21 43 19 19 11 Carpet Sweepers
23-21 43 19 21 Floor Washing Machines
23-21 43 21 Room Cleaning Equipment
23-21 43 21 11 Vacuum Cleaning Equipment
23-21 43 21 11 11 Vacuum Cleaning Systems
23-21 43 21 11 11 11 Centralized Vacuum Cleaning System
23-21 43 21 11 13 Vacuum Cleaners
23-21 43 21 11 13 11 Heavy Duty Tank Vacuum Cleaners
23-21 43 21 11 13 13 Wet Dry Combination Vacuum Cleaners
23-21 43 21 11 13 15 Wet Vacuum Cleaners
23-21 43 21 13 Floor and Wall Cleaning
23-21 43 21 15 Housekeeping Carts
23-21 43 23 Sanitary Waste Receptacles
23-21 43 23 11 Installed Sanitary Waste Receptacles
23-21 43 23 13 Portable Sanitary Waste Receptacles
23-21 43 25 Custodial Sinks
23-21 43 25 11 Mop Sinks
23-21 43 27 Custodial Washers
23-21 43 27 11 Trash Can Pedestal Washers
23-21 45 00 Historic Preservation Products
23-21 45 11 Fine Art
23-21 45 11 11 Two Dimensional Art
23-21 45 11 11 11 Fine Art Paintings
23-21 45 11 11 13 Fine Art Drawings
23-21 45 11 11 15 Fine Art Printmaking
23-21 45 11 11 15 11 Fine Art Lithography
23-21 45 11 11 15 13 Fine Art Intaglio
23-21 45 11 11 15 15 Fine Art Prints
23-21 45 11 11 17 Fine Art Photography
23-21 45 11 11 19 Fine Art Graphic Designs
23-21 45 11 11 21 Fine Art Illustrations
23-21 45 11 13 Three Dimensional Art
23-21 45 11 13 11 Fine Art Sculpture
23-21 45 11 13 13 Fine Art Ceramics
23-21 45 11 13 13 11 Fine Art Pottery
23-21 45 11 13 15 Fine Art Mosaics
23-21 45 11 13 15 11 Fine Art Tile
23-21 45 11 13 17 Fine Art Glass
23-21 45 11 13 17 11 Fine Art Stained Glass
23-21 45 11 13 17 13 Fine Art Etched Glass
23-21 45 11 13 19 Fine Art Architecture
23-21 45 11 13 19 11 Fine Art Decorative Architecture
23-21 45 11 13 21 Fine Art Textile
23-21 45 11 13 21 11 Fine Art Tapestry
23-21 45 11 15 Four Dimensional Art
23-21 45 11 15 11 Fine Art Film
23-21 45 11 15 13 Fine Art Video
23-21 45 13 Historic Documents
23-21 45 13 11 Historic Paper Documents
23-21 45 13 13 Historic Velum Documents
23-21 45 13 15 Historic Parchment Documents
23-21 45 15 Historic Architectural Items
23-21 45 15 11 Historic Architectural Models
23-21 45 15 13 Historic Architectural Constructions
23-21 45 15 15 Historic Architectural Designs
23-21 45 15 17 Historic Decorative Architectures
23-21 47 00 Musical Equipment
23-21 47 11 Conductor Equipment
23-21 47 11 11 Conductor Podium
23-21 47 11 13 Conductor Platform
23-21 47 13 Musical Instrument
23-21 47 13 11 String Instrument
23-21 47 13 11 11 Piano
23-23 00 00 Conveying Systems and Material Handling Products
23-23 11 00 Vertical Transportation Equipment
23-23 11 11 Elevators
23-23 11 11 11 Traction Elevators
23-23 11 11 11 11 Freight Traction Elevators
23-23 11 11 11 13 Passenger Traction Elevators
23-23 11 11 11 15 Residential Traction Elevators
23-23 11 11 11 17 Service Traction Elevators
23-23 11 11 13 Hydraulic Elevators
23-23 11 11 13 11 Freight Hydraulic Elevators
23-23 11 11 13 13 Passenger Hydraulic Elevators
23-23 11 11 13 15 Residential Hydraulic Elevators
23-23 11 11 13 17 Service Hydraulic Elevators
23-23 11 11 15 Pneumatic Elevators
23-23 11 11 15 11 Pneumatic Passenger Elevators
23-23 11 11 17 Rack and Pinion Elevators
23-23 11 11 19 Elevator Cabs
23-23 11 11 21 Elevator Equipment and Controls
23-23 11 11 21 11 Elevator Doors
23-23 11 11 21 13 Elevator Controls
23-23 11 11 23 Elevator Restoration Products
23-23 11 13 Escalators
23-23 13 00 Lifting Equipment
23-23 13 11 Lifts
23-23 13 11 11 Boom Lifts
23-23 13 11 13 Fork Lifts
23-23 13 11 15 Man Lifts
23-23 13 11 17 Patient Lifts
23-23 13 11 17 11 Installed Patient Lifts
23-23 13 11 17 13 Portable Patient Lifts
23-23 13 11 19 Platform Lifts
23-23 13 11 19 11 Elevating Platform Lifts
23-23 13 11 19 13 Inclined Platform Lifts
23-23 13 11 19 15 Scissor Platform Lifts
23-23 13 11 21 Scaffold Lifts
23-23 13 11 23 Stage Screen Lifts
23-23 13 11 25 Wheel Chair Lifts
23-23 13 11 25 11 Hydraulic Wheel Chair Lifts
23-23 13 11 25 11 11 Hydraulic Wheel Chair Rail Lifts
23-23 13 11 25 11 13 Hydraulic Wheel Chair Stair Lifts
23-23 13 11 25 11 15 Hydraulic Wheel Chair Vertical Lifts
23-23 13 11 25 13 Mechanical Wheel Chair Lifts
23-23 13 11 25 13 11 Mechanical Wheel Chair Rail Lifts
23-23 13 11 25 13 13 Mechanical Wheel Chair Stair Lifts
23-23 13 11 25 13 15 Mechanical Wheel Chair Vertical Lifts
23-23 15 00 Horizontal Transportation Equipment
23-23 15 11 Moving Walks
23-23 15 13 People Movers
23-23 15 13 11 Monorails
23-23 15 13 13 Duorails
23-23 15 13 15 Maglevs
23-23 15 15 Jetways
23-23 15 17 Transportation Gangways
23-23 17 00 Materials Handling
23-23 17 11 Dumbwaiters
23-23 17 11 11 Manual Dumbwaiters
23-23 17 11 13 Hydraulic Dumbwaiters
23-23 17 11 15 Traction Dumbwaiters
23-23 17 13 Material Transport
23-23 17 13 11 Automated Document Filing and Retrieval
23-23 17 13 13 Automated Guided Vehicles
23-23 17 13 13 11 Guided Vehicle Material Handling
23-23 17 13 13 13 Track Vehicle Material Handling
23-23 17 15 Conveyors
23-23 17 15 11 Conveyor Components
23-23 17 15 11 11 Conveyor Belts
23-23 17 15 11 13 Conveyor Rollers
23-23 17 15 13 Belt Conveyors
23-23 17 15 15 Bucket Conveyors
23-23 17 15 17 Container Conveyors
23-23 17 15 19 Hopper and Track Conveyors
23-23 17 15 21 Monorail Conveyors
23-23 17 15 23 Oscillating Conveyors
23-23 17 15 25 Pneumatic Conveyors
23-23 17 15 27 Roller Conveyors
23-23 17 15 29 Scoop Conveyors
23-23 17 15 31 Screw Conveyors
23-23 17 15 33 Selective Vertical Conveyors
23-23 17 15 35 Postal Conveyors
23-23 17 15 37 Baggage Conveying and Dispensing Equipment
23-23 17 15 37 11 Baggage Conveyors
23-23 17 15 37 13 Baggage Dispensing Units
23-23 17 17 Chutes
23-23 17 17 11 Coal Chutes
23-23 17 17 13 Dry Bulk Materials Chutes
23-23 17 17 15 Laundry and Linen Chutes
23-23 17 17 17 Package Chutes
23-23 17 17 19 Refuse Chutes
23-23 17 19 Feeder Equipment
23-23 17 19 11 Apron Feeders
23-23 17 19 13 Reciprocating Plate Feeders
23-23 17 19 15 Rotary Airlock Feeders
23-23 17 19 17 Rotary Flow Feeders
23-23 17 19 19 Vibratory Feeders
23-23 17 21 Pneumatic Tube Systems
23-23 17 21 11 Pneumatic Tubes
23-23 17 21 13 Pneumatic Tube Controls
23-23 17 21 15 Pneumatic Tube Vacuum Boxes
23-23 17 21 17 Document Conveying Systems
23-23 17 23 Cranes
23-23 17 23 11 Hydraulic Cranes
23-23 17 23 11 11 Hydraulic Bridge Cranes
23-23 17 23 11 11 11 Top Running Hydraulic Overhead Cranes
23-23 17 23 11 11 13 Underslung Hydraulic Overhead Cranes
23-23 17 23 11 13 Hydraulic Gantry Cranes
23-23 17 23 11 15 Hydraulic Jib Cranes
23-23 17 23 11 17 Hydraulic Mobile Cranes
23-23 17 23 11 19 Hydraulic Terrain Cranes
23-23 17 23 11 21 Hydraulic Top Running Overhead Cranes
23-23 17 23 11 23 Hydraulic Tower Cranes
23-23 17 23 11 25 Hydraulic Track Cranes
23-23 17 23 11 27 Hydraulic Underslung Overhead Cranes
23-23 17 23 11 29 Hydraulic Workshop Cranes
23-23 17 23 13 Mechanical Cranes
23-23 17 23 13 11 Mechanical Bridge Cranes
23-23 17 23 13 11 11 Top Running Mechanical Overhead Cranes
23-23 17 23 13 11 13 Underslung Mechanical Overhead Cranes
23-23 17 23 13 13 Mechanical Gantry Cranes
23-23 17 23 13 15 Mechanical Jib Cranes
23-23 17 23 13 17 Mechanical Mobile Cranes
23-23 17 23 13 19 Mechanical Terrain Cranes
23-23 17 23 13 21 Mechanical Top Running Overhead Cranes
23-23 17 23 13 23 Mechanical Tower Cranes
23-23 17 23 13 25 Mechanical Track Cranes
23-23 17 23 13 27 Mechanical Underslung Overhead Cranes
23-23 17 23 13 29 Mechanical Workshop Cranes
23-23 17 23 15 Electric Cranes
23-23 17 23 15 11 Electric Bridge Cranes
23-23 17 23 15 13 Top Running Electric Overhead Cranes
23-23 17 23 15 15 Underslung Electric Overhead Cranes
23-23 17 23 15 17 Electric Gantry Cranes
23-23 17 23 15 19 Electric Jib Cranes
23-23 17 23 15 21 Electric Mobile Cranes
23-23 17 23 15 23 Electric Terrain Cranes
23-23 17 23 15 25 Electric Top Running Overhead Cranes
23-23 17 23 15 27 Electric Tower Cranes
23-23 17 23 15 29 Electric Track Cranes
23-23 17 23 15 31 Electric Underslung Overhead Cranes
23-23 17 23 15 33 Electric Workshop Cranes
23-23 17 25 Derricks
23-23 17 27 Hoists
23-23 17 27 11 Fixed Hoists
23-23 17 27 11 11 Pneumatic Fixed Hoists
23-23 17 27 11 13 Electric Fixed Hoists
23-23 17 27 11 15 Manual Fixed Hoists
23-23 17 27 11 17 Hydraulic Fixed Hoists
23-23 17 27 13 Trolley Hoists
23-23 17 27 13 11 Pneumatic Trolley Hoists
23-23 17 27 13 13 Electric Trolley Hoists
23-23 17 27 13 15 Manual Trolley Hoists
23-23 17 27 13 17 Hydraulic Trolley Hoists
23-23 19 00 Turntables
23-23 19 11 Stage Turntables
23-23 19 13 Exhibit and Display Turntables
23-23 19 15 Vehicular Turntable
23-23 21 00 Parking Systems
23-23 21 11 Car Parking Systems
23-23 23 00 Loading Dock Equipment
23-23 23 11 Loading Dock Bumpers Seals
23-23 23 13 Dock Levelers
23-23 23 13 11 Powered Dock Levelers
23-23 23 13 13 Manual Dock Levelers
23-23 23 13 15 Hydraulic Dock Levelers
23-23 23 15 Loading Dock Lifts
23-23 23 15 11 Powered Loading Dock Lifts
23-23 23 15 13 Manual Loading Dock Lifts
23-23 23 17 Loading Dock Ramps And Bridges
23-23 23 17 11 Portable Loading Dock Ramps
23-23 23 17 13 Portable Loading Dock Bridges
23-23 23 17 15 Portable Loading Dock Platforms
23-23 23 19 Loading Dock Seals
23-23 23 19 11 Inflatable Loading Dock Seals
23-23 23 19 13 Loading Dock Weather Seals
23-23 23 21 Loading Dock Shelters
23-23 23 23 Loading Dock Vehicle Restraints
23-23 23 23 11 Electric Loading Dock Vehicle Restraints
23-23 23 23 13 Electro Magnetic Loading Dock Vehicle Restraints
23-23 23 23 15 Hydraulic Loading Dock Vehicle Restraints
23-23 25 00 Scaffolding
23-23 25 11 Suspended Scaffolding
23-23 25 11 11 Beam Suspended Scaffolding
23-23 25 11 13 Carriage Suspended Scaffolding
23-23 25 11 15 Hook Suspended Scaffolding
23-23 25 13 Scaffolding Rope Climbers
23-23 25 13 11 Scaffolding Manual Rope Climbers
23-23 25 13 13 Scaffolding Powered Rope Climbers
23-23 25 15 Scaffolding Telescoping Platforms
23-23 25 15 11 Electric and Battery Scaffolding Telescoping Platforms
23-23 25 15 13 Pneumatic Scaffolding Telescoping Platforms
23-23 25 17 Powered Scaffolding
23-25 00 00 Medical and Laboratory Equipment
23-25 11 00 Anesthesiology and Respiratory Products
23-25 11 11 Anesthesiology Furnishings
23-25 11 13 Anesthesiology Equipment
23-25 11 13 11 Anesthesia Carts
23-25 11 13 13 Anesthesia Gas Equipment
23-25 11 13 15 Anesthesia Absorber Units
23-25 11 13 17 Anesthesia Temperature Control Units
23-25 11 13 19 Anesthesia Intrathecal Pumps
23-25 11 13 21 Anesthesia Equipment Calibrators
23-25 11 13 23 Anesthesia Inhalation Analgesia Units
23-25 11 13 23 11 Anesthesia Inhalation Analgesia Central Gases and Vacuum Units
23-25 11 13 23 13 Anesthesia Inhalation Analgesia Central Vacuum Only Units
23-25 11 13 25 Respiratory Monitoring Products
23-25 11 13 25 11 Apnea Monitors
23-25 11 13 25 13 Arterial Blood Gas Monitors
23-25 11 13 25 15 Carbon Dioxide End Tidal Monitors
23-25 11 13 25 17 Esophageal Motility Recording Units
23-25 11 13 25 19 Esophageal Stethoscopes
23-25 11 13 25 21 Oxygen Analyzers
23-25 11 13 25 23 Oxygen Monitors
23-25 11 13 25 25 Respiratory Monitoring Kits
23-25 11 13 27 Pulmonary Function Products
23-25 11 13 27 11 Bedside Pulmonary Function Screeners
23-25 11 13 27 13 Body Plethysmographs
23-25 11 13 27 15 Pneumotachs
23-25 11 13 27 15 11 Lilly Pneumotachs
23-25 11 13 27 15 13 Fleisch Pneumotachs
23-25 11 13 27 17 Pulmonary Calibration Devices
23-25 11 13 27 19 Pulmonary Function Calculators
23-25 11 13 27 21 Pulmonary Function With Computer Analyzers
23-25 11 13 27 23 Pulmonary Gas Analyzers
23-25 11 13 27 25 Pulmonary Gas Monitors
23-25 11 13 27 27 Pulmonary Peak Flowmeters
23-25 11 13 27 29 Pulmonary Pressure Monitors
23-25 11 13 27 31 Pulmonary Ventilation Monitors
23-25 11 13 27 33 Respiratory Temperature Monitors
23-25 11 13 27 35 Sleep Study Monitors
23-25 11 13 27 37 Spirometers
23-25 11 13 27 37 11 Diagnostic Spirometers
23-25 11 13 27 37 13 Monitoring Spirometers
23-25 11 13 27 37 15 Therapeutic Spirometers
23-25 11 13 29 Oxygen Delivery Products
23-25 11 13 29 11 Oxygen Concentrators
23-25 11 13 29 13 Oxygen Air Blenders
23-25 11 13 29 15 Oxygen Timers
23-25 11 13 29 17 Oxygen Compressors
23-25 11 13 29 19 Medical Oxygen Head Hoods
23-25 11 13 29 21 Medical Oxygen Aerosol Tents
23-25 11 13 29 23 Medical Hyperbaric Chambers
23-25 11 13 29 25 Medical Inhalators
23-25 11 13 29 27 Oxygen Therapy Delivery Equipment
23-25 11 13 29 29 Medical Oxygen Insufflators
23-25 11 13 29 31 Liquid Oxygen Converters
23-25 11 13 31 Airway Management Products
23-25 11 13 31 11 Airway Pressure Gages
23-25 11 13 31 13 Pharyngometers
23-25 11 13 33 Intubation Products
23-25 11 13 33 11 Laryngoscopes
23-25 11 13 33 13 Intubation Benders
23-25 11 13 33 15 Intubation Gauges
23-25 11 13 33 17 Carbon Dioxide Patient Detectors
23-25 11 13 33 19 Intubation Suction Pumps
23-25 11 13 35 Negative Pressure Ventilators
23-25 11 13 35 11 Iron Lungs
23-25 11 13 35 13 Chest Cuirass Products
23-25 11 13 37 Positive Pressure Ventilators
23-25 11 13 37 11 Intermittent Positive Pressure Breathing Ventilator Units
23-25 11 13 37 13 Non Invasive Continuous Positive Air Pressure Ventilator Units
23-25 11 13 37 15 Non Invasive Bi Level Ventilator Units
23-25 11 13 37 17 Transport Ventilators
23-25 11 13 37 19 Adult Intensive Care Ventilators
23-25 11 13 37 21 High Frequency Ventilators
23-25 11 13 37 23 Home Care Ventilators
23-25 11 13 37 25 Positive End Expiratory Pressure Ventilator Valves
23-25 11 13 37 27 Ventilator Water Traps
23-25 11 13 37 29 Ventilator Gas Sampling Ports
23-25 11 13 37 31 Ventilator Heat Exchangers
23-25 11 13 37 33 Ventilator Moisture Exchangers
23-25 11 13 39 Resuscitation Products
23-25 11 13 39 11 Manual Resuscitators
23-25 11 13 39 13 Pneumatic Resuscitators
23-25 11 13 39 15 Electro Mechanical Resuscitators
23-25 11 13 41 Lung Fluid Products
23-25 11 13 41 11 Pleural Cavity Drainage Units
23-25 11 15 Anesthesiology Prefabricated Structures
23-25 11 15 11 Anesthesiology Gas Columns
23-25 13 00 Audiology Products
23-25 13 11 Audiology Equipment
23-25 13 11 11 Audiometers
23-25 13 11 11 11 Diagnostic Audiometers
23-25 13 11 11 13 Group Screening Audiometers
23-25 13 11 11 15 Middle Ear Impedance Diagnostic Audiometers
23-25 13 11 13 Audiometric Bone Vibrators
23-25 13 11 15 Middle Ear Analyzers
23-25 13 11 17 Auditory Function Screening Units
23-25 13 11 19 Auditory Test Graphic Recorders
23-25 13 11 21 Auditory Analyzers
23-25 13 11 21 11 Evoked Potential Auditory Analyzers
23-25 13 11 23 Ear Fenestrometers
23-25 13 11 25 Electrocochleographs
23-25 13 11 27 Hearing Aides
23-25 13 11 29 Hearing Aid Analyzers
23-25 13 11 31 Tinnitus Analyzers
23-25 13 11 33 Toynbee Diagnostic Tubes
23-25 13 11 35 Tympanometers
23-25 13 13 Audiology Prefabricated Structures
23-25 13 13 11 Audio Booths
23-25 13 13 13 Double Wall Audio Booths
23-25 13 13 13 11 Definitive Test Double Wall Audio Booths
23-25 13 13 15 Single Wall Audio Booths
23-25 13 13 17 Acoustic Hearing Test Chambers
23-25 15 00 Autopsy and Postmortem Products
23-25 15 11 Autopsy and Postmortem Furnishings
23-25 15 11 11 Postmortem Refrigerators and Freezers
23-25 15 11 11 11 Cadaver Cabinet Refrigerators
23-25 15 11 11 13 Cadaver Freezers
23-25 15 11 11 15 Cadaver Refrigerated Rooms
23-25 15 11 11 17 Cadaver Refrigerators
23-25 15 11 11 19 Cadaver Walk In Refrigerators
23-25 15 11 13 Autopsy Tables
23-25 15 11 13 11 Autopsy Body Boards
23-25 15 11 13 13 Autopsy Dissecting Tank Tables
23-25 15 11 13 15 Autopsy Head Rests
23-25 15 11 13 17 Autopsy Sinks
23-25 15 11 13 19 Mobile Autopsy Tables
23-25 15 11 13 21 Stationary Autopsy Tables
23-25 15 11 15 Embalming Sinks
23-25 15 13 Autopsy and Postmortem Equipment
23-25 15 13 11 Cadaver Lifts
23-25 15 13 11 11 Cadaver Electric Lifts
23-25 15 13 11 13 Cadaver Hydraulic Lifts
23-25 15 13 11 15 Cadaver Scissor Lift Trolleys
23-25 15 13 13 Autopsy Equipment
23-25 15 13 13 11 Autopsy Fluid Collection Vacuum Aspirators
23-25 15 13 13 13 Autopsy Hanging Scales
23-25 15 13 13 15 Autopsy Saws
23-25 15 13 13 17 Bone Dust Collectors
23-25 15 13 15 Cadaver Transport And Storage Products
23-25 15 13 15 11 Autopsy Carts
23-25 15 13 15 13 Body Transport Containers
23-25 15 13 15 15 Cadaver Carriers
23-25 15 13 15 17 Cadaver Lifter Or Transfer Devices
23-25 15 13 15 19 Cadaver Storage Cabinets
23-25 15 13 15 21 Cadaver Storage Racks
23-25 15 13 15 23 Cadaver Trays
23-25 15 15 Autopsy and Postmortem Prefabricated Structures
23-25 15 15 11 Autopsy Workstations
23-25 15 15 11 11 Autopsy Grossing Workstations
23-25 15 15 11 13 Embalming Workstations
23-25 15 15 11 15 Autopsy Down Draft Workstations
23-25 15 17 Autopsy and Postmortem Devices
23-25 17 00 Dental Products
23-25 17 11 Dental Furnishings
23-25 17 11 11 Dental Cabinets
23-25 17 11 11 11 Mobile Dental Cabinets
23-25 17 11 11 13 Dental Operating Stool
23-25 17 11 13 Dental Examination Chairs
23-25 17 11 15 Dental Stools
23-25 17 11 17 Dental Cabinets
23-25 17 11 19 Dental Tables
23-25 17 11 21 Dental Combination Furniture Sets
23-25 17 11 23 Dental Impression Water Baths
23-25 17 11 25 Dental Lighting Products
23-25 17 11 25 11 Dental Fiber Optic Lights
23-25 17 11 25 13 Dental Operating Illumination Sets
23-25 17 11 25 15 Dental Operating Light Tripods
23-25 17 11 25 17 General Dental Lights
23-25 17 13 Dental Equipment
23-25 17 13 11 Dental Furnaces
23-25 17 13 11 11 Dental Burnout Laboratory Furnaces
23-25 17 13 11 13 Porcelain Glazing Laboratory Furnaces
23-25 17 13 11 15 Vacuum Porcelain Furnaces
23-25 17 13 13 Dental Specialized Hoods
23-25 17 13 13 11 Dental Acrylic Floor Standing Fume Hoods
23-25 17 13 13 13 Dental Fishmouth Hoods
23-25 17 13 13 15 Dental Splash Hoods
23-25 17 13 13 17 Dental Splash Hoods with Shield
23-25 17 13 15 Dental Procedure Products
23-25 17 13 15 01 Calcium Hydroxide Placement Tools
23-25 17 13 15 03 Composite Placement Tools
23-25 17 13 15 05 Crown Or Bridge Removers
23-25 17 13 15 07 Dental Amalgam Carvers
23-25 17 13 15 09 Dental Amalgamator
23-25 17 13 15 11 Dental Anesthesia Sets
23-25 17 13 15 13 Dental Bur Holders
23-25 17 13 15 15 Dental Burnishers
23-25 17 13 15 17 Dental Burs
23-25 17 13 15 19 Dental Calipers
23-25 17 13 15 21 Dental Cryosurgical Units
23-25 17 13 15 23 Dental Dehydrators
23-25 17 13 15 25 Dental Depth Gauges
23-25 17 13 15 27 Dental Drills
23-25 17 13 15 29 Dental Elevators
23-25 17 13 15 31 Dental Excavators
23-25 17 13 15 33 Dental Expanders
23-25 17 13 15 35 Dental Filler Contouring Instruments
23-25 17 13 15 37 Dental Fracture Detecting Tools
23-25 17 13 15 39 Dental Gages
23-25 17 13 15 41 Dental Guides
23-25 17 13 15 43 Dental Heat Carriers
23-25 17 13 15 45 Dental Hygiene Instruments
23-25 17 13 15 47 Dental Instrument Cassettes
23-25 17 13 15 49 Dental Instrument Sharpening Equipment
23-25 17 13 15 51 Dental Instrument Trays
23-25 17 13 15 53 Dental Instruments Mats
23-25 17 13 15 55 Dental Lasers
23-25 17 13 15 57 Dental Mallets
23-25 17 13 15 59 Dental Mixing Slabs
23-25 17 13 15 61 Dental Nippers
23-25 17 13 15 63 Dental Operative Brushes
23-25 17 13 15 65 Dental Oral Suction Devices
23-25 17 13 15 67 Dental Pin Benders
23-25 17 13 15 69 Dental Pin Drivers
23-25 17 13 15 71 Dental Placement Instruments
23-25 17 13 15 73 Dental Pulp Testers
23-25 17 13 15 75 Dental Reamers
23-25 17 13 15 77 Dental Retraction Cord Packing Instruments
23-25 17 13 15 79 Dental Retractors
23-25 17 13 15 81 Dental Saliva Ejectors
23-25 17 13 15 83 Dental Scalers
23-25 17 13 15 85 Dental Spreaders
23-25 17 13 15 87 Dental Tooth Separators
23-25 17 13 15 89 Dental Vitality Testers
23-25 17 13 15 91 Dentoscopes
23-25 17 13 15 93 Intraoral Lights
23-25 17 13 15 95 Pneumatic Dental Chisels
23-25 17 13 15 97 Temporomandibular Joint (TMJ) Dental Videoscopes
23-25 17 13 17 Dental Tanks
23-25 17 13 17 11 Dental Blow Out Tanks
23-25 17 13 17 13 Dental Curing Tanks
23-25 17 13 17 15 Dental Washout Blow Out Tanks
23-25 17 13 19 Dental Polishing and Grinding Machines
23-25 17 13 19 11 Dental Combination Grinding and Polishing Machines
23-25 17 13 19 13 Dental Grinding Machines
23-25 17 13 19 15 Dental Polishing Machines
23-25 17 13 21 Dental Imaging Products
23-25 17 13 21 11 Cephalometric Radiographic Fluoroscopic Units
23-25 17 13 21 13 Dental Film Processors
23-25 17 13 21 15 Dental Radioactive Tracers
23-25 17 13 21 17 Dental Radiographic Fluoroscopic Units
23-25 17 13 21 17 11 Panographic Cephalo Dental Radiographic Fluoroscopic Units
23-25 17 13 21 17 13 Panographic Dental Radiographic Fluoroscopic Units
23-25 17 13 21 19 Dental Radiography Film Analyzers
23-25 17 13 21 21 Dental Radiology Film Hangers
23-25 17 13 21 23 Dental Radiology Film Holders
23-25 17 13 21 25 Dental Radiology Film Mounts
23-25 17 13 21 27 Dental X Ray Duplicators
23-25 17 13 21 29 Dental X Ray Units
23-25 17 13 21 31 Dental X Ray Viewers
23-25 17 13 23 Dental Sterilization Products
23-25 17 13 23 11 Dental Steam Cleaners
23-25 17 13 25 Dental Laboratory Products
23-25 17 13 25 11 Dental Air Abrasion Units
23-25 17 13 25 13 Dental Burners
23-25 17 13 25 15 Dental Casting Machines
23-25 17 13 25 17 Dental Curing Units
23-25 17 13 25 17 11 2 Stage Dental Curing Units
23-25 17 13 25 17 13 3 Stage Dental Curing Units
23-25 17 13 25 19 Dental Dust Collectors
23-25 17 13 25 21 Dental Gold Platers
23-25 17 13 25 23 Dental Lathes
23-25 17 13 25 25 Dental Model Trimmers
23-25 17 13 25 27 Dental Models
23-25 17 13 25 29 Dental Plaster Traps
23-25 17 13 25 31 Dental Resin Curing Units
23-25 17 13 25 31 11 Dental Visible Light Resin Curing Units
23-25 17 13 25 33 Dental Resins Processing Units
23-25 17 13 25 35 Dental Sandblasters
23-25 17 13 25 37 Dental Soldering Machines
23-25 17 13 25 39 Dental Torches
23-25 17 13 25 41 Dental Vacuum Units
23-25 17 13 25 43 Dental Vibrators
23-25 17 13 25 45 Dental Waxing Units
23-25 17 15 Dental Prefabricated Structures
23-25 17 15 11 Dental Lab Workcenters
23-25 17 15 11 11 Dental Lab Die Trimming Workcenters
23-25 17 15 11 13 Dental Lab Equipment Workcenters
23-25 17 15 11 15 Dental Lab Metal Grinding Workcenters
23-25 17 15 11 17 Dental Lab Microblasting Workcenters
23-25 17 15 11 19 Dental Lab Plaster Workcenters
23-25 17 15 11 21 Dental Lab Polishing Workcenters
23-25 17 15 11 23 Dental Lab Surveying and Milling Workcenters
23-25 19 00 Dermatology Products
23-25 19 11 Dermatology Furnishings
23-25 19 13 Dermatology Equipment
23-25 19 13 11 Phototherapy Products
23-25 19 13 11 11 Phototherapy Air Circulators
23-25 19 13 11 13 Phototherapy Blankets
23-25 19 13 11 15 Phototherapy Light Mats
23-25 19 13 11 17 Phototherapy Patient Protection Devices
23-25 19 13 11 19 Phototherapy Power Units
23-25 19 13 11 21 Phototherapy Warmer Beds
23-25 19 15 Dermatology Prefabricated Structures
23-25 19 15 11 Ultraviolet Treatment Booths
23-25 19 15 13 Hand and Foot Ultraviolet Treatment Booths
23-25 19 17 Dermatology Devices
23-25 21 00 Emergency Trauma and Intensive Care Products
23-25 21 11 Emergency Trauma and Intensive Furnishings
23-25 21 11 11 Catheter Storage Cabinets
23-25 21 13 Emergency Trauma and Intensive Equipment
23-25 21 13 11 Emergency Carts
23-25 21 13 13 Emergency Transportation Products
23-25 21 13 13 11 Air Evacuation Stretchers
23-25 21 13 13 13 Ambulance Cots
23-25 21 13 13 15 Anti Shock Garments
23-25 21 13 13 17 Basket Stretchers
23-25 21 13 13 19 Scoop Stretchers
23-25 21 13 13 21 Spine Boards
23-25 21 13 13 23 Water Rescue Tubes
23-25 21 13 15 Emergency Airway Management Products
23-25 21 13 15 11 Emergency Laryngoscope Kits
23-25 21 13 15 13 Emergency Oropharyngeal Airway Devices
23-25 21 13 15 15 Emergency Suction Units
23-25 21 13 15 17 Emergency Tracheal Tube Kits
23-25 21 13 17 Emergency Kits
23-25 21 13 17 11 Emergency Dental Kits
23-25 21 13 17 13 Emergency First Aid Kits
23-25 21 13 17 15 Emergency Fracture Kits
23-25 21 13 17 17 Emergency Intravenous IV Kits
23-25 21 13 17 19 Emergency Medical First Response Kits
23-25 21 13 17 21 Emergency Medical Technician Kits
23-25 21 13 17 23 Emergency Obstetrics Kits
23-25 21 13 17 25 Emergency Resuscitation Kits
23-25 21 13 17 27 Emergency Services Trauma Kits
23-25 21 13 17 29 Emergency Ventriculostomy Kits
23-25 21 13 19 Emergency Resuscitation Products
23-25 21 13 19 11 Diefibrillators
23-25 21 13 19 11 11 Acute Care Defibrillators
23-25 21 13 19 11 13 Acute Care Defibrillator With Monitors
23-25 21 13 19 11 15 Automatic Defibrillators
23-25 21 13 19 11 17 Defibrillator with Cardioscopes
23-25 21 13 19 11 19 Portable Defibrillators
23-25 21 13 19 13 Defibrillator Analyzers
23-25 21 13 19 15 Emergency Aspirators
23-25 21 13 19 17 Emergency Resuscitators
23-25 21 13 19 17 11 Emergency Manual Resuscitators
23-25 21 13 19 17 13 Emergency Pulmonary Resuscitators
23-25 21 13 19 17 15 Emergency Oxygen Powered Resuscitators
23-25 21 13 21 Acute Care Monitoring Units
23-25 21 13 21 11 Acute Care Fetal Monitoring Units
23-25 21 13 21 13 Acute Care Maternal Monitoring Units
23-25 21 13 21 15 Cardiac Output Monitoring Units
23-25 21 13 21 17 Intracranial Pressure Monitoring Units
23-25 21 13 21 19 Multiparameter Vital Sign Units
23-25 21 15 Emergency Trauma and Intensive Prefabricated Structures
23-25 21 15 11 Intensive Care Unit Prefabricated Service Columns
23-25 21 15 13 Trauma Workcenters
23-25 23 00 Endocrinology Products
23-25 23 11 Endocrinology Furnishings
23-25 23 11 11 Dialysis Chairs
23-25 23 11 13 Dialysis Tables
23-25 23 13 Endocrinology Equipment
23-25 23 13 11 Peritoneal Dialysis Products
23-25 23 13 11 11 Continuous Ambulatory Peritoneal Dialysis Transfer Units
23-25 23 13 11 13 Dialysis Boxes
23-25 23 13 11 15 Pheresis Units
23-25 23 13 11 17 Peritoneal Dialysis Units
23-25 23 13 11 17 11 Hollow Peritoneal Dialysis Units
23-25 23 13 13 Hemodialysis Products
23-25 23 13 13 11 Hemodialysis Blood Oxygen Demand Units
23-25 23 13 13 13 Hemodialysis Conductivity Meters
23-25 23 13 13 15 Hemodialysis Filters
23-25 23 13 13 17 Hemodialysis Level Detectors
23-25 23 13 13 19 Hemodialysis Pressure Pumps
23-25 23 13 13 21 Hemodialysis Reprocessing Units
23-25 23 13 13 23 Hemodialysis Tanks
23-25 23 13 13 25 Hemodialysis Unit Arterial Pressure Monitors
23-25 23 13 13 27 Hemodialysis Unit Blood Pumps
23-25 23 13 13 29 Hemodialysis Unit Heparin Infusion Pumps
23-25 23 13 13 31 Hemodialysis Unit Single Pass Converters
23-25 23 13 13 33 Hemodialysis Unit Stands
23-25 23 13 13 35 Hemodialysis Unit Temperature Monitors
23-25 23 13 13 37 Hemodialysis Unit Test Equipment
23-25 23 13 13 39 Hemodialysis Units
23-25 23 13 13 41 Hemodialysis Warming Baths
23-25 23 13 15 Continuous Renal Replacement Therapy Products
23-25 23 13 15 11 Continuous Arteriovenous Dialysis Units
23-25 23 13 15 13 Continuous Arteriovenous Hemofiltration Units
23-25 23 13 15 15 Continuous Venovenous Hemodialysis Units
23-25 23 13 15 17 Continuous Venovenous Hemofiltration Units
23-25 23 13 15 19 Renal Dialysis Cartridge Flushing Units
23-25 23 13 15 21 Slow Continuous Ultrafiltration Units
23-25 23 15 Endocrinology Prefabricated Structures
23-25 25 00 Gastroenterology and Hepatology Products
23-25 25 11 Gastroenterology Furnishings
23-25 25 11 11 Proctology Examination Tables
23-25 25 11 13 Urological Procedure Table
23-25 25 11 13 11 Endoscope Storage Cabinets
23-25 25 11 13 13 Endoscope Wall Hangers
23-25 25 11 13 15 Endoscopic Procedure Carts
23-25 25 13 Gastroenterology Equipment
23-25 25 15 Gastroenterology Prefabricated Structures
23-25 25 17 Gastroenterology Devices
23-25 27 00 General Internal Medicine Products
23-25 27 11 General Internal Medicine Furnishings
23-25 27 11 11 Intravenous Transport Products
23-25 27 11 11 11 Intravenous Equipment Hangers
23-25 27 11 11 13 Intravenous Infusion Gravity Systems Mounted Racks
23-25 27 11 11 15 Intravenous Infusion Gravity Systems Mounted Tracks
23-25 27 11 11 17 Intravenous Line Poles
23-25 27 11 11 19 Intravenous Line Stands
23-25 27 11 11 21 Intravenous Wheelchair Poles
23-25 27 13 General Internal Medicine Equipment
23-25 27 13 11 Endoscopy Carts
23-25 27 13 11 11 Fiberoptic Endoscopy Carts
23-25 27 13 11 11 11 Basic Fiberoptic Endoscopy Carts
23-25 27 13 11 11 13 Fiberoptic Endoscopy Carts With Video Accessories
23-25 27 13 11 11 15 Fiberoptic Endoscopy Carts With Video Accessories And Information Management
23-25 27 13 11 13 Video Endoscopy Carts
23-25 27 13 11 13 11 Video Endoscopy Carts CCD Scope And Information Management
23-25 27 13 13 Intravenous Pump Products
23-25 27 13 13 11 General Use Intravenous Pumps
23-25 27 13 13 13 Intravenous Infusion Pump Analyzers
23-25 27 13 13 15 Intravenous Infusion Pump Sensors
23-25 27 13 13 17 Intravenous Infusion Pump Transducers
23-25 27 13 13 19 Intravenous Syringe Pumps
23-25 27 13 13 21 Multichannel Intravenous Pumps
23-25 27 13 15 Urological Products
23-25 27 13 15 11 Cystometry Transducers
23-25 27 13 15 13 Urethral Sound Sets
23-25 27 13 15 15 Urethral Stone Remover Sets
23-25 27 13 15 17 Urodynamic Catheters
23-25 27 13 15 19 Urological Percolators
23-25 27 13 17 Endoscopes Products
23-25 27 13 17 11 Rigid Endoscopes
23-25 27 13 17 13 Flexible Endoscopes
23-25 27 13 17 15 Cystourethroscopes
23-25 27 13 17 17 Resectoscopes
23-25 27 13 17 19 Laparoscopes
23-25 27 13 17 21 Laparoscopic Telescopes
23-25 27 13 17 23 Cystoscopes
23-25 27 13 17 25 Endoscopic Sphincterotomes
23-25 27 13 17 27 Duodenoscopes
23-25 27 13 17 27 11 Combination Duodenoscope and Choledochoscopes
23-25 27 13 17 27 13 Therapeutic Duodenoscopes
23-25 27 13 17 27 15 Fiberoptic Therapeutic Duodenoscopes
23-25 27 13 17 27 17 Video Therapeutic Duodenoscopes
23-25 27 13 17 29 Esophagoscopes
23-25 27 13 17 31 Endoscopic Equipment Sets
23-25 27 13 17 33 Endoscopic Heater Probe Units
23-25 27 13 17 35 Endoscopic Imaging Equipment
23-25 27 13 17 37 Endoscopic Insufflation Units
23-25 27 13 17 39 Endoscopic Distention Units
23-25 27 13 17 41 Endoscopic Printers
23-25 27 13 17 43 Endoscopic Video Cameras
23-25 27 13 17 45 Endoscopic Recorders
23-25 27 13 17 47 Enteroscopes
23-25 27 13 17 47 11 Therapeutic Fiberoptic Enteroscopes
23-25 27 13 17 47 13 Therapeutic Video Enteroscopes
23-25 27 13 19 Gastroscope Products
23-25 27 13 19 11 Therapeutic Fiberoptic Gastroscopes
23-25 27 13 19 13 Therapeutic Video Gastroscopes
23-25 27 13 21 Sigmoidoscope Products
23-25 27 13 21 11 Therapeutic Sigmoidoscopes
23-25 27 13 21 13 Fiberoptic Therapeutic Sigmoidoscopes
23-25 27 13 21 15 Video Therapeutic Sigmoidoscopes
23-25 27 13 23 Colonoscopy Products
23-25 27 13 23 11 Mobile Colonoscope System With Accessories
23-25 27 13 23 13 Therapeutic Colonoscopes
23-25 27 13 23 13 11 Fiberoptic Therapeutic Colonoscopes
23-25 27 13 23 13 13 Video Therapeutic Colonoscopes
23-25 27 15 General Internal Medicine Prefabricated Structures
23-25 29 00 Therapeutic and Physical Therapy Products
23-25 29 11 Therapeutic and Physical Therapy Furnishings
23-25 29 11 11 Therapeutic Baths
23-25 29 11 11 11 Hydrotherapy Baths
23-25 29 11 11 11 11 Body Hydrotherapy Baths
23-25 29 11 11 11 13 Burn Hydrotherapy Baths
23-25 29 11 11 11 15 Burn Hydrotherapy With Lift Baths
23-25 29 11 11 11 17 Hydrotherapy With Elevating Tub Baths
23-25 29 11 11 11 19 Sitting Hydrotherapy Baths
23-25 29 11 11 13 Therapeutic Refrigerated Circulating Water Baths
23-25 29 11 13 Therapeutic Tables
23-25 29 11 13 11 Chiropractic Tables
23-25 29 11 13 13 Therapeutic Massage Tables
23-25 29 11 13 15 Traction Physical Therapy Tables
23-25 29 13 Therapeutic and Physical Therapy Equipment
23-25 29 13 11 Physical Therapy Traction Equipment
23-25 29 13 11 11 Traction Appliances Carts
23-25 29 13 13 Therapeutic Exercise Equipment
23-25 29 13 13 11 Balance Beams
23-25 29 13 13 13 Therapeutic Exercise Balance Boards
23-25 29 13 13 15 Therapeutic Exercise Balance Bolsters
23-25 29 13 13 17 Therapeutic Exercise Balance Rockers
23-25 29 13 13 19 Therapeutic Exercise Climbing Equipment
23-25 29 13 13 21 Therapeutic Exercise Continuous Passive Motion CPM Equipment
23-25 29 13 13 23 Therapeutic Exercise Skates
23-25 29 13 13 25 Therapeutic Exercise Free Weights
23-25 29 13 13 27 Therapeutic Lung Exercisers
23-25 29 13 13 29 Therapeutic Exercise Mats
23-25 29 13 13 31 Therapeutic Exercise Platforms
23-25 29 13 13 33 Therapeutic Exercise Pulleys
23-25 29 13 13 35 Therapeutic Exercise Resistive Equipment
23-25 29 13 13 37 Therapeutic Exercise Skateboards
23-25 29 13 13 39 Therapeutic Exercise Therapeutic Balls
23-25 29 13 13 41 Therapeutic Exercise Treadmills
23-25 29 13 13 43 Therapeutic Exercise Vestibular Motion Equipment
23-25 29 13 13 45 Therapeutic Exercise Weight Belts
23-25 29 13 13 47 Therapeutic Exercise Weight Machines
23-25 29 13 13 49 Therapeutic Exercise Wrist Exercisers
23-25 29 13 15 Gait Training Products
23-25 29 13 15 11 Gait Training Bars
23-25 29 13 15 13 Gait Training Bikes
23-25 29 13 15 15 Gait Training Parallel Bars
23-25 29 13 15 17 Gait Training Ramps
23-25 29 13 15 19 Gait Training Stairs
23-25 29 13 15 21 Gait Training Walkers
23-25 29 13 17 Electrotherapy Equipment
23-25 29 13 17 11 Electrotherapy Combination Units
23-25 29 13 17 13 Galvanic Stimulators
23-25 29 13 17 15 Faradic Stimulators
23-25 29 13 17 17 Neuromuscular Stimulators
23-25 29 13 17 17 11 Multi Channel Neuromuscular Stimulators
23-25 29 13 17 17 13 interferential Neuromuscular Stimulators
23-25 29 13 17 17 15 Portable Neuromuscular Stimulators
23-25 29 13 17 19 Therapeutic Short Wave Diathermy Units
23-25 29 13 17 21 Transcutaneous Electric Nerve Stimulation Units
23-25 29 13 19 Heat Cold Therapy Products
23-25 29 13 19 11 Therapeutic Cold Storage Chilling Units
23-25 29 13 19 13 Therapeutic Heat Lamps
23-25 29 13 19 15 Therapeutic Hydrocollators
23-25 29 13 19 17 Therapeutic Combination Heating Cooling Units
23-25 29 13 19 19 Therapeutic Cooling Blankets
23-25 29 13 19 21 Therapeutic Cooling Drapes
23-25 29 13 19 23 Therapeutic Cooling Units
23-25 29 13 19 25 Therapeutic Cryo Compression Equipment
23-25 29 13 19 27 Therapeutic Heating Blankets
23-25 29 13 19 29 Therapeutic Heating Drapes
23-25 29 13 19 31 Therapeutic Heating Units
23-25 29 13 19 33 Therapeutic Paraffin Baths
23-25 29 13 21 Hydrotherapy Products
23-25 29 13 21 11 Extremity Hydrotherapy Baths
23-25 29 13 21 13 Extremity Hydrotherapy Tanks
23-25 29 13 21 15 Full Body Immersion Hydrotherapy Baths
23-25 29 13 21 17 Full Body Immersion Hydrotherapy Tanks
23-25 29 13 21 19 Hydrotherapy Bath Chairs
23-25 29 13 23 Hypothermia and Hyperthermia Units
23-25 29 13 23 11 Combination Hyperthermia and Hypothermia Units
23-25 29 13 23 13 Hyperthermia Units
23-25 29 13 23 15 Hypothermia Units
23-25 29 13 23 17 Mobile Combination Hyperthermia and Hypothermia Units
23-25 29 13 23 19 Mobile Hyperthermia Units
23-25 29 13 23 21 Mobile Hypothermia Units
23-25 29 15 Health Exercise and Physical Therapy Prefabricated Structures
23-25 29 15 11 Nourishment Stations
23-25 31 00 Hematology Products
23-25 31 11 Hematology Furnishings
23-25 31 11 11 Blood Refrigerators and Freezers
23-25 31 11 11 11 Blood Bank Refrigerators
23-25 31 11 11 13 Blood Freezers
23-25 31 11 11 13 11 Double Compartment Blood Freezers
23-25 31 11 11 13 13 Blood Plasma Freezers
23-25 31 11 11 15 Dry Tissue Freezers
23-25 31 11 11 17 Plasma Storage Freezers
23-25 31 11 13 Hematology Baths
23-25 31 11 13 11 Serology Water Baths
23-25 31 11 13 13 Tissue Processing Water Baths
23-25 31 11 15 Hematology Cabinets
23-25 31 11 15 11 Paraffin Block Cabinets
23-25 31 13 Hematology Equipment
23-25 31 13 11 Hematology Analyzers
23-25 31 13 11 11 Blood Lead Analyzers
23-25 31 13 11 13 BUN Analyzers
23-25 31 13 11 13 11 Discrete BUN Analyzers
23-25 31 13 11 15 PH Blood Gas Analyzers
23-25 31 13 11 17 Blood Typing Centrifuges
23-25 31 13 13 Blood And Transfusion Products
23-25 31 13 13 11 Blood Conservation Equipment
23-25 31 13 13 13 Blood Containers
23-25 31 13 13 15 Blood Transfusion Equipment
23-25 31 13 13 17 Blood Warming and Transfusion Equipment
23-25 31 13 13 19 Blood Warming Equipment
23-25 31 13 13 21 Blood Waste Collection Equipment
23-25 31 15 Hematology Prefabricated Structures
23-25 31 15 11 Blood Bank Workcenters
23-25 31 15 13 Hematology Workcenters
23-25 33 00 Medical Gas Products
23-25 33 11 Medical Air Pressure Control Cabinets
23-25 33 13 Medical Gas Alarm Modules
23-25 33 15 Medical Gas Cylinder Carts
23-25 33 17 Medical Gas Cylinder Stands
23-25 33 19 Medical Gas Delivery Columns
23-25 33 21 Medical Gas Filtering Equipment
23-25 33 23 Medical Gas Manifolds
23-25 33 25 Medical Gas Outlets
23-25 33 27 Medical Gas Service Tracks
23-25 33 29 Medical Gas Shutoff Valves
23-25 33 31 Medical Gas Treatment Equipment
23-25 33 33 Medical Gas Valve Boxes
23-25 35 00 Nursing Products
23-25 35 11 Nursing Furnishings
23-25 35 11 11 Freestanding Nursing Table Bath and Showers
23-25 35 13 Nursing Equipment
23-25 35 13 11 Nursing Station Telecommunications Equipment
23-25 35 13 11 11 Nurse Communication Modules
23-25 35 13 11 13 Nurse Intercoms
23-25 35 13 11 15 Nurse Room Control Equipment
23-25 35 13 11 17 Nurse Room Control Exit Monitors
23-25 35 15 Nursing Prefabricated Structures
23-25 35 15 11 Nurse Stations
23-25 37 00 Obstetrics and Gynecology Products
23-25 37 11 Obstetrics and Gynecology Furnishings
23-25 37 11 11 Obstetrics and Gynecology Beds
23-25 37 11 11 11 Birthing Beds
23-25 37 11 11 13 Electric Birthing Beds
23-25 37 11 13 Obstetrics and Gynecology Tables
23-25 37 11 13 11 Beast Biopsy Tables
23-25 37 11 13 13 Gynecological Exam Tables
23-25 37 11 13 15 Obstetrical Examination Tables
23-25 37 13 Obstetrics and Gynecology Equipment
23-25 37 13 11 Obstetrics and Gynecology Carts
23-25 37 13 11 11 Fetal Monitoring Carts
23-25 37 13 13 Breast Biopsy Products
23-25 37 13 13 11 Minimally Invasive Breast Biopsy Premium Loading Units
23-25 37 13 13 13 Minimally Invasive Breast Biopsy Vacuum Units
23-25 37 15 Obstetrics and Gynecology Prefabricated Structures
23-25 39 00 Ophthalmology Products
23-25 39 11 Ophthalmology Furnishings
23-25 39 11 11 Ophthalmology Tables
23-25 39 11 11 11 Ophthalmologic Instrument Tables
23-25 39 11 13 Ophthalmology Cabinets
23-25 39 11 13 11 Lens Measuring Instrument Cabinets
23-25 39 13 Ophthalmology Equipment
23-25 39 13 11 Ophthalmic Diagnostic Exam Products
23-25 39 13 11 11 Autorefractors
23-25 39 13 11 13 Binocular Vision Test Sets
23-25 39 13 11 15 Chart Projectors
23-25 39 13 11 17 Color Perception Testing Lanterns
23-25 39 13 11 19 Combination Refractor Keratometers
23-25 39 13 11 21 Contact Lens Gonioscope
23-25 39 13 11 23 Corneal Topographers
23-25 39 13 11 25 Corneal Topography Units
23-25 39 13 11 27 Depth Perception Units
23-25 39 13 11 29 Electronystagmographs
23-25 39 13 11 31 Electroretinogram Systems
23-25 39 13 11 33 Exophthalmometers
23-25 39 13 11 35 Eye Occluders
23-25 39 13 11 37 Keratometer Ophthalmometers
23-25 39 13 11 39 Keratoscopes
23-25 39 13 11 41 Ophthalmic Colorimeters
23-25 39 13 11 43 Ophthalmic Distometers
23-25 39 13 11 45 Ophthalmic Drums
23-25 39 13 11 47 Ophthalmic Euthyscopes
23-25 39 13 11 49 Ophthalmic Eye Test Lenses
23-25 39 13 11 51 Ophthalmic Instrument Pads
23-25 39 13 11 53 Ophthalmic Instrument Tables
23-25 39 13 11 55 Ophthalmic Lens Holders
23-25 39 13 11 57 Ophthalmic Lensometers
23-25 39 13 11 57 11 Ophthalmic Soft Contract Lensometers
23-25 39 13 11 59 Ophthalmic Perimeters
23-25 39 13 11 61 Ophthalmic Photometers
23-25 39 13 11 63 Ophthalmic Prisms
23-25 39 13 11 65 Ophthalmic Retinoscope Accessories
23-25 39 13 11 67 Ophthalmic Retinoscopes
23-25 39 13 11 69 Ophthalmic Slit Lamps
23-25 39 13 11 71 Ophthalmic Spectrophotometers
23-25 39 13 11 73 Ophthalmic Speculas
23-25 39 13 11 75 Ophthalmic Tonometers
23-25 39 13 11 75 11 Ophthalmic Applanation Tonometers
23-25 39 13 11 75 13 Ophthalmic Noncontact Tonometers
23-25 39 13 11 77 Ophthalmic Transilluminators
23-25 39 13 11 79 Ophthalmic Visual Field Plotters
23-25 39 13 11 81 Ophthalmic Visual Function Analyzers
23-25 39 13 11 83 Ophthalmic Visuometers
23-25 39 13 11 85 Ophthalmodynamometers
23-25 39 13 11 87 Ophthalmometers
23-25 39 13 11 89 Opthalmometer Base Plates
23-25 39 13 11 91 Pachymeters
23-25 39 13 11 91 11 Ultrasound Pachymeters
23-25 39 13 11 91 13 Corneal Ultrasound Pachymeters
23-25 39 13 11 93 Phoropter Units
23-25 39 13 11 95 Pseudoisochromatic Plate Sets
23-25 39 13 11 97 Tachistoscopes
23-25 39 13 11 99 Tangent Screens
23-25 39 13 11 101 Viewing Stands For Vision Acuity Testing
23-25 39 13 11 103 Vision Testing Stereoscopes
23-25 39 13 13 Ophthalmic Equipment
23-25 39 13 13 11 Lens Edging Machines
23-25 39 13 13 11 11 Lens Edging Automatic Beveling Machines
23-25 39 13 13 11 13 Lens Edging Automatic Machines
23-25 39 13 13 13 Ophthalmic Lasers
23-25 39 13 13 13 11 Dual Fiber Photocoagulation Ophthalmic Lasers
23-25 39 13 13 13 13 Ophthalmic Laser With Ophthalmoscopes
23-25 39 13 13 13 15 Ophthalmic Laser With Slit Lamps
23-25 39 13 13 13 17 Semiconductor Diode Ophthalmic Lasers
23-25 39 13 13 15 Phacofragmentation (Cusa) Units
23-25 39 13 15 Obstetrical And Gynecological Kits
23-25 39 13 15 11 Amniocentesis Kits
23-25 39 13 15 13 Obstetrical Extraction Units
23-25 39 13 15 15 Gynecology Drainage Kits
23-25 39 15 Ophthalmology Prefabricated Structures
23-25 41 00 Orthopedics Products
23-25 41 11 Orthopedics Furnishings
23-25 41 11 11 Orthopedics Tables
23-25 41 11 11 11 Medical Casting Tables
23-25 41 11 11 13 Orthopedic Operating Tables
23-25 41 11 11 15 Orthopedic Fracture Operating Tables
23-25 41 11 13 Orthopedics Sinks
23-25 41 11 13 11 Plaster Sinks
23-25 41 13 Orthopedics Equipment
23-25 41 13 11 Orthopedics Carts
23-25 41 13 11 11 Plaster Carts
23-25 41 15 Orthopedic And Prosthetic And Sports Medicine Products
23-25 41 15 11 Casting Equipment And Products
23-25 41 15 11 11 Broken Arm Casting Machines
23-25 41 15 11 13 Cast Carts
23-25 41 15 11 15 Cast Cutters
23-25 41 15 11 17 Cast Impression Trays
23-25 41 15 11 19 Cast Saws
23-25 41 15 11 21 Cast Stands
23-25 41 15 11 23 Cast Vacuum Units
23-25 41 15 11 25 Casting Induction Machines
23-25 41 15 11 27 Casting Machine Guards
23-25 41 15 11 29 Chrome Cobalt Casting Machines
23-25 41 15 13 Orthopedic Traction Products
23-25 41 15 13 11 Mobile Traction Carts
23-25 41 15 13 13 Orthopedic Traction Weights
23-25 41 15 13 15 Orthopedic Upper Limb Appliances
23-25 41 17 Orthopedics Prefabricated Structures
23-25 43 00 Otolaryngology Products
23-25 43 11 Otolaryngology Furnishings
23-25 43 13 Otolaryngology Equipment
23-25 43 13 11 Nasal Equipment
23-25 43 13 11 11 Nasal Bleeding Control Devices
23-25 43 13 11 13 Nasal Flowmeters
23-25 43 13 11 15 Nasal Irrigation Devices
23-25 43 13 11 17 Olfactometers
23-25 43 13 11 19 Rhinoanemometers
23-25 43 13 13 Taste Equipment
23-25 43 13 13 11 Gustometers
23-25 43 13 15 Ear Equipment
23-25 43 13 15 11 Earmold Equipment
23-25 43 15 Otolaryngology Prefabricated Structures
23-25 45 00 Patient Care Products
23-25 45 11 Patient Care Furnishings
23-25 45 11 11 Patient Beds
23-25 45 11 11 11 Electric Patient Beds
23-25 45 11 11 13 Electric Special Care Patient Beds
23-25 45 11 11 15 Hospital Bedside Rails
23-25 45 11 11 17 Hospital Head Boards
23-25 45 11 13 Medical Mattresses
23-25 45 11 13 11 Hospital Bed Mattresses
23-25 45 11 13 13 Medical Pressure Reduction Mattresses
23-25 45 11 15 Patient Baths
23-25 45 11 17 Patient Showers
23-25 45 11 17 11 Free Standing Patient Showers
23-25 45 11 17 13 Patient’s Combination Toilets
23-25 45 11 19 Patient Seating
23-25 45 11 19 11 Hospital Recliners
23-25 45 11 19 13 Patient Chairs
23-25 45 11 21 Physically Challenged Transport Equipment
23-25 45 11 21 11 Physically Challenged Multifunctional Mobility Devices
23-25 45 11 21 13 Physically Challenged Positioning Devices
23-25 45 11 21 15 Physically Challenged Standing Aids
23-25 45 11 21 17 Physically Challenged Whole Body Sliding Devices
23-25 45 11 21 19 Physically Challenged Whole Body Turning Devices
23-25 45 11 21 21 Rollators
23-25 45 11 21 23 Walkers
23-25 45 11 23 Physically Challenged Baths and Showers
23-25 45 11 23 11 Physically Challenged Bath Chairs
23-25 45 11 23 13 Physically Challenged Bath Lifts
23-25 45 11 23 15 Physically Challenged Bath Safety Rails
23-25 45 11 23 17 Physically Challenged Bathboards
23-25 45 11 23 19 Physically Challenged Shower Seats
23-25 45 11 23 21 Physically Challenged Showers
23-25 45 11 23 23 Physically Challenged Sitz Baths
23-25 45 11 25 Physically Challenged Baths and Showers
23-25 45 11 25 11 Physically Challenged Toilet Arm Supports
23-25 45 11 25 13 Physically Challenged Toilet Frames
23-25 45 11 25 15 Physically Challenged Toilet Grab Bars
23-25 45 11 25 17 Physically Challenged Toilet Seat Lifters
23-25 45 11 25 19 Physically Challenged Toilet Seats
23-25 45 11 25 21 Physically Challenged Toilets
23-25 45 13 Patient Care Equipment
23-25 45 15 Patient Care Prefabricated Structures
23-25 47 00 Patient Clinical Diagnostic Products
23-25 47 11 Patient Clinical Diagnostic Furnishings
23-25 47 11 11 Privacy Screens
23-25 47 11 11 11 Patient Cubicle Curtain Tracks
23-25 47 11 11 13 Patient Cubicle Curtains
23-25 47 11 11 15 Patient Cubicle Screens
23-25 47 11 13 Patient Clinical Diagnostic Tables
23-25 47 11 13 11 Examination Treatment Tables
23-25 47 11 13 13 Medical Procedure Tables
23-25 47 11 13 15 Minor Surgical Tables
23-25 47 11 13 17 Treatment Tables
23-25 47 11 15 Patient Clinical Diagnostic Sinks
23-25 47 11 15 11 Clinic Sinks
23-25 47 11 15 13 Clinic Scrub Sinks
23-25 47 11 17 Patient Clinical Diagnostic Storage Products
23-25 47 11 17 11 Patient Records Shelving Units
23-25 47 11 19 Patient Clinical Diagnostic Seating
23-25 47 11 19 11 Clinical Examination Chairs
23-25 47 11 19 13 Physician Stools
23-25 47 11 21 Patient Clinical Diagnostic Cabinets
23-25 47 11 21 11 Exam Room Cabinets
23-25 47 11 21 13 Pass Through Specimen Cabinets
23-25 47 11 21 15 Treatment Cabinets
23-25 47 11 23 Patient Clinical Diagnostic Monitor Arms
23-25 47 11 23 11 Medical Facility Monitor Ceiling Arms
23-25 47 11 23 13 Medical Facility Monitor Wall Arms
23-25 47 13 Patient Clinical Diagnostic Equipment
23-25 47 13 11 Blood Pressure Units And Related Products
23-25 47 13 11 11 Aneroid Blood Pressure Units
23-25 47 13 11 13 Aneroid Sphygmomanometers
23-25 47 13 11 15 Blood Pressure Recording Units
23-25 47 13 11 17 Electronic Blood Pressure Units
23-25 47 13 11 19 Mercury Blood Pressure Units
23-25 47 13 11 21 Sphygmomanometers
23-25 47 13 13 Electrocardiography EKG Units And Related Products
23-25 47 13 13 11 Electrocardiography Units
23-25 47 13 13 11 11 Multiple Channel Electrocardiograph Units
23-25 47 13 13 11 13 Single Channel Electrocardiograph Units
23-25 47 13 13 13 Electrocardiography Cable Lead Testers
23-25 47 13 13 15 Electrocardiography Graphic Recorders
23-25 47 13 13 17 Electrocardiography Monitors
23-25 47 13 13 19 Electrocardiography Unit Analyzers
23-25 47 13 13 21 Long Term Continuous Electrocardiography Monitoring Units
23-25 47 13 13 23 Electrocardiography Transmitters
23-25 47 13 15 Pulse Dosimeters Products
23-25 47 13 15 11 Co Oximeters
23-25 47 13 15 13 Pulse Oximeter Cables
23-25 47 13 15 15 Pulse Oximeter Probes
23-25 47 13 15 17 Pulse Oximeter Sensors
23-25 47 13 15 19 Pulse Oximeter Units
23-25 47 13 17 Medical Exam Diagnostic Products
23-25 47 13 17 11 Angioscopes
23-25 47 13 17 13 Anoscopes
23-25 47 13 17 15 Binocular Ophthalmoscopes
23-25 47 13 17 15 11 Direct Binocular Ophthalmoscopes
23-25 47 13 17 15 13 Indirect Binocular Ophthalmoscopes
23-25 47 13 17 17 Body Composition Analyzer
23-25 47 13 17 19 Bronchoscopes
23-25 47 13 17 21 Colposcopes
23-25 47 13 17 23 Dermatoscopes
23-25 47 13 17 25 Electroencephalograph EEG
23-25 47 13 17 27 Electromyographs
23-25 47 13 17 29 Electronic Stethoscopes
23-25 47 13 17 31 Fiberoptic Bronchoscopes
23-25 47 13 17 31 11 Adult Fiberoptic Bronchoscopes
23-25 47 13 17 31 13 Adult Large Channel Fiberoptic Bronchoscopes
23-25 47 13 17 31 15 Adult Slim Casing Fiberoptic Bronchoscopes
23-25 47 13 17 31 17 Examination Fiberoptic Bronchoscopes
23-25 47 13 17 31 19 Pediatric Fiberoptic Bronchoscopes
23-25 47 13 17 31 21 Therapeutic Fiberoptic Bronchoscopes
23-25 47 13 17 33 Goniometers
23-25 47 13 17 35 Hand Held Vascular Dopplers
23-25 47 13 17 37 Mechanical Stethoscopes
23-25 47 13 17 39 Nasopharyngoscopes
23-25 47 13 17 41 Neurological Discriminators
23-25 47 13 17 43 Neurological Sensors
23-25 47 13 17 45 Ophthalmoscopes
23-25 47 13 17 47 Otoscopes
23-25 47 13 17 49 Patient Thermoregulators
23-25 47 13 17 51 Proctoscopes
23-25 47 13 17 53 Stethoscopic Phonocardiographs
23-25 47 13 17 55 Therapeutic Bronchoscopes
23-25 47 13 17 57 Vaginoscopes
23-25 47 13 19 Patient Weight Scales
23-25 47 13 19 11 Diaper Weight Scales
23-25 47 13 19 13 Infant Scales
23-25 47 13 19 15 Patient Bed Scales
23-25 47 13 19 17 Patient Chair Scales
23-25 47 13 19 19 Patient Floor Scales
23-25 47 13 19 21 Patient Sling Scales
23-25 47 13 19 23 Patient Table Scales
23-25 47 13 19 25 Wheelchair Platform Scales
23-25 47 13 21 Patient Clinical Diagnostic Analyzers
23-25 47 13 21 11 Amino Acid Analyzers
23-25 47 13 21 13 Bilirubinometers
23-25 47 13 21 15 Blood Bank Analyzers
23-25 47 13 21 17 Blood Gas Analyzers
23-25 47 13 21 19 Blood Chemistry Analyzers
23-25 47 13 21 21 Chemistry Analyzers
23-25 47 13 21 23 Coagulation Analyzers
23-25 47 13 21 23 11 Automatic Coagulation Analyzers
23-25 47 13 21 23 13 Fibrometers
23-25 47 13 21 25 Deoxyribonucleic Sequence Analyzers
23-25 47 13 21 27 Toxicology Analyzers
23-25 47 13 21 29 Hematology Analyzers
23-25 47 13 21 29 11 Differential Hematology Analyzers
23-25 47 13 21 31 Histology Analyzers
23-25 47 13 21 33 Breath Hydrogen Analyzers
23-25 47 13 21 35 Immunology Analyzers
23-25 47 13 21 37 Microbiology Analyzers
23-25 47 13 21 39 Protein Analyzers
23-25 47 13 21 41 Radioisotopic Analyzers
23-25 47 13 21 43 Urinalysis Analyzers
23-25 47 13 21 43 11 Advanced Urinalysis Analyzers
23-25 47 13 21 43 13 Basic Urinalysis Analyzers
23-25 47 13 21 45 Glucose Analyzers
23-25 47 13 21 47 Drug Screening Chemistry Analyzers
23-25 47 13 21 49 High Capacity Strat Chemistry Analyzers
23-25 47 13 21 51 Multichannel Chemistry Analyzer
23-25 47 13 21 53 Stat Chemistry Analyzers
23-25 47 13 21 55 Enzyme Immuni Assay Analysis Units
23-25 47 13 21 55 11 Advanced Enzyme Immuni Assay Analysis Units
23-25 47 13 21 55 13 Basic Enzyme Immuni Assay Analysis Units
23-25 47 13 21 55 15 Plate Washer Enzyme Immuni Assay Analysis Units
23-25 47 13 21 55 17 Hemoglobinometers
23-25 47 13 23 Patient Clinical Testing Products
23-25 47 13 23 11 Cholesterol Meters
23-25 47 13 23 13 Cholesterol Monitors
23-25 47 13 23 15 Glucose Meters
23-25 47 13 23 17 Glucose Monitors
23-25 47 15 Patient Clinical Diagnostic Prefabricated Structures
23-25 47 15 11 Exam Work Centers
23-25 47 15 13 Gross Pathology Stations
23-25 47 15 15 Hospital equipment power columns
23-25 47 15 17 Medical Preparation Work Centers
23-25 49 00 Patient Transportation and Lifting Equipment
23-25 49 11 Patient transport products
23-25 49 11 11 Patient Transport Trolleys
23-25 49 11 13 Patient Gurneys
23-25 49 11 15 Geriatric Chairs
23-25 49 11 17 Patient Transport Incubators
23-25 49 11 19 Patient Scooters
23-25 49 11 21 Patient Stretchers
23-25 49 11 21 11 Cadaver Transport Stretchers
23-25 49 11 21 13 Labor Recover Stretchers
23-25 49 11 21 15 MRI Compatible Stretchers
23-25 49 11 21 17 Surgical Recovery Stretchers
23-25 49 11 23 Patient Mobile Stretchers
23-25 49 11 23 11 Tapered Head Mobile Stretchers
23-25 49 11 23 13 9 Position Mobile Stretchers
23-25 49 11 25 Wheelchairs
23-25 49 11 25 11 Electric Wheelchairs
23-25 49 11 25 13 Manual Wheelchairs
23-25 49 11 27 Patient Shifting Boards
23-25 49 11 29 Patient Transfer Mats
23-25 49 13 Patient lifts
23-25 49 13 11 Patient Scissor Lifts
23-25 49 13 13 Clinical Hydraulic Lifts
23-25 49 13 15 Patient Suspended Seats
23-25 49 13 17 Patient Suspended Slings
23-25 49 13 19 Patient Ceiling Hoists
23-25 49 13 21 Clinical Infant Slings
23-25 49 13 21 11 Patient Hoists
23-25 51 00 Pediatrics Products
23-25 51 11 Pediatrics Furnishings
23-25 51 11 11 Pediatric Beds
23-25 51 11 11 11 Pediatric Bassinets
23-25 51 11 11 13 Pediatric Beds
23-25 51 11 11 15 Pediatric Cribs
23-25 51 11 11 17 Pediatric Examination Tables
23-25 51 11 11 19 Pediatric Incubators
23-25 51 11 11 21 Pediatric Infant Positioning Cradles
23-25 51 11 11 23 Pediatric Infant Warmers
23-25 51 13 Pediatrics Equipment
23-25 51 13 11 Pediatrics Ventilators
23-25 51 13 11 11 Pediatric Intensive Care Ventilators
23-25 51 13 11 13 Infant Intensive Care Ventilators
23-25 51 15 Pediatrics Prefabricated Structures
23-25 51 15 11 Infant Prefabricated Service Columns
23-25 53 00 Pharmacology Products
23-25 53 11 Pharmacology Furnishings
23-25 53 11 11 Pharmacy Shelving Units
23-25 53 11 13 Pharmacology Cabinets
23-25 53 11 13 11 Medicine Cabinets
23-25 53 11 13 13 Narcotic Cabinets
23-25 53 11 13 13 11 Narcotic Cabinets With Safe
23-25 53 13 Pharmacology Equipment
23-25 53 13 11 Pharmacology Carts
23-25 53 13 11 11 Medication Carts
23-25 53 13 11 13 Unit Dose Medication Carts
23-25 53 13 13 Tablet Products
23-25 53 13 13 11 Tablet Crushers
23-25 53 13 13 13 Tablet Crusher Dispensers
23-25 53 13 13 15 Tablet Cutters
23-25 53 15 Pharmacology Prefabricated Structures
23-25 53 15 11 Pharmacy Stations
23-25 55 00 Psychiatric and Psychology Products
23-25 55 11 Psychiatric and Psychology Furnishings
23-25 55 11 11 Psychiatric Beds
23-25 55 11 11 11 Psychiatric Patient Showers
23-25 55 11 11 13 Psychiatric Platform Bed Without Visible Legs
23-25 55 11 11 15 Psychiatric Platform Beds
23-25 55 11 11 17 Psychiatric Platform Beds
23-25 55 13 Psychiatric and Psychology Equipment
23-25 55 15 Psychiatric and Psychology Prefabricated Structures
23-25 57 00 Sterilization Medical Products
23-25 57 11 Sterilizer Equipment
23-25 57 11 11 Chemical Sterilizers
23-25 57 11 13 Dry Heat Sterilizers
23-25 57 11 15 Filter Sterilizers
23-25 57 11 17 Gas Sterilizers
23-25 57 11 19 Glass Bead Sterilizers
23-25 57 11 21 Hot Air Sterilizers
23-25 57 11 23 Needle Sterilizers
23-25 57 11 25 Powered Instrument Cleaning Devices
23-25 57 11 27 Radiation Sterilizers
23-25 57 11 29 Sanitizer Heaters
23-25 57 11 31 Steam Autoclaves
23-25 57 11 33 Steam Sterilizers
23-25 57 11 35 Sterilization Cabinets
23-25 57 11 37 Sterilization Lamps
23-25 57 11 39 Sterilization Water Recovery Equipment
23-25 57 11 41 Double Chamber Ultrasonic Cleaners
23-25 57 11 43 Single Chamber Ultrasonic Cleaners
23-25 59 00 Surgical Products
23-25 59 11 Surgical Furnishings
23-25 59 11 11 Surgical Beds
23-25 59 11 11 11 Surgical Bedside Rails
23-25 59 11 13 Surgical Sinks
23-25 59 11 13 11 Surgeon Scrub Sinks
23-25 59 11 13 13 Surgeon’s Instrument Sinks
23-25 59 11 15 Surgical Tables
23-25 59 11 15 11 Surgical Instrument Tables
23-25 59 11 15 13 Spinal Operating Tables
23-25 59 11 15 15 Surgical Operating Tables
23-25 59 11 15 17 Straddle Instrument Tables
23-25 59 11 15 19 Medical Dressing Instrument Tables
23-25 59 11 15 21 Cesarean Section Patient Procedure Tables
23-25 59 11 15 23 Delivery Room Patient Procedure Tables
23-25 59 11 15 25 Surgical Instrument Tables
23-25 59 11 15 27 Operating Room Patient Fracture Tables
23-25 59 11 15 29 Operating Room Patient Procedure Tables
23-25 59 11 15 31 Surgical Equipment Stands
23-25 59 11 17 Surgical Seating
23-25 59 11 17 11 Surgeon Stools
23-25 59 11 17 13 Rolling Surgeons Stools
23-25 59 11 17 15 Surgical Step Stools
23-25 59 11 19 Surgical Cabinets
23-25 59 11 19 11 Surgical Instrument Cabinets
23-25 59 13 Surgical Equipment
23-25 59 13 11 Surgical Carts
23-25 59 13 11 11 Sterilizable Loading Carts
23-25 59 13 11 13 Surgical Case Carts
23-25 59 13 11 15 Surgical Dressing Carts
23-25 59 13 11 17 Operating Room Case Carts
23-25 59 13 13 Cardiovascular Products
23-25 59 13 13 11 Heart And Lung Machines
23-25 59 13 13 13 Intraaortic Balloon Pumps
23-25 59 13 13 15 Intracardiac Suction Devices
23-25 59 13 13 17 Perfusion Blood Parameter Monitors
23-25 59 13 13 19 Perfusion Bubble Traps
23-25 59 13 13 21 Perfusion Cardioplegia Sets
23-25 59 13 13 23 Perfusion Cardiotomy Reservoirs
23-25 59 13 13 25 Perfusion Centrifugal Equipment
23-25 59 13 13 27 Perfusion Heaters
23-25 59 13 13 29 Perfusion Coolers
23-25 59 13 13 31 Perfusion Dual Heater And Cooler Units
23-25 59 13 13 33 Perfusion Haemoconcentrators
23-25 59 13 13 35 Perfusion Oxygen Saturation Monitors
23-25 59 13 13 37 Perfusion Oxygenators
23-25 59 13 13 39 Perfusion Pump Heads
23-25 59 13 13 41 Perfusion Venous Reservoirs
23-25 59 13 13 43 Ventricular Assist Devices
23-25 59 13 13 45 Perfusion Pumps
23-25 59 13 13 47 Cardiovascular Reservoirs
23-25 59 13 13 49 Surgical Coronary Artery Blowers
23-25 59 13 13 51 Surgical Coronary Artery Misters
23-25 59 13 15 Surgical Equipment
23-25 59 13 15 11 Surgical Basin Stands
23-25 59 13 15 13 Cryosurgery Equipment
23-25 59 13 15 15 Electrocautery Equipment
23-25 59 13 15 17 Ophthalmic Irrigation Equipment
23-25 59 13 15 19 Ophthalmic Surgery Phacoemulsification Equipment
23-25 59 13 15 21 Ophthalmic Surgery Extrusion Equipment
23-25 59 13 15 23 Surgical Irrigation Pumps
23-25 59 13 15 25 Pulsed Lavage Units With Suction
23-25 59 13 15 27 Pulsed Lavage Units With Out Suction
23-25 59 13 15 29 Surgical Lasers
23-25 59 13 15 29 11 CO2 Surgical Lasers
23-25 59 13 15 29 13 KTP Surgical Lasers
23-25 59 13 15 31 Surgical Lithotripters
23-25 59 13 15 31 11 Extracorporeal Lithotripters
23-25 59 13 15 31 13 Ultrasound Lithotripters
23-25 59 13 15 33 Surgical Microscopes
23-25 59 13 15 35 Surgical Magnifiers
23-25 59 13 15 37 Surgical Pneumatic Tourniquets
23-25 59 13 15 39 Surgical Electric Tourniquets
23-25 59 13 15 41 Surgical Aspirators
23-25 59 13 15 41 11 General Purpose Aspirator Pressure Units
23-25 59 13 15 41 13 Low Pressure High Volume Suction Chest and Abdomen Aspirators
23-25 59 13 15 41 15 Low Pressure Low Volume Suction Surgical Aspirators
23-25 59 13 15 41 17 Mobile Uterine Aspirators
23-25 59 13 15 43 Surgical Urological Tables
23-25 59 13 15 45 Vitreo Retinal Fragmatome Surgery Equipment
23-25 59 13 15 47 Microsurgery Equipment
23-25 59 13 15 49 Operating Room Medication Dispensers
23-25 59 13 15 51 Surgical Dermatomes
23-25 59 13 15 53 Surgical Dermabraders
23-25 59 13 15 55 Surgical Dermameshers
23-25 59 13 15 57 Surgical Pneumatic Saws
23-25 59 13 15 59 Surgical Pneumatic Drills
23-25 59 13 15 61 Surgical Power Pin Drivers
23-25 59 13 15 63 Surgical Power Saws
23-25 59 13 15 65 Surgical Power Drills
23-25 59 13 15 67 Surgical Power Pin Drivers
23-25 59 13 15 69 Surgical Reamers
23-25 59 13 15 71 Surgical Shavers
23-25 59 13 15 73 Electrosurgical Units
23-25 59 13 15 73 11 Dual Output Electrosurgical Units
23-25 59 13 15 73 13 Endoscopy Electrosurgical Units
23-25 59 13 15 73 15 Monopolar Electrosurgical Units
23-25 59 13 15 73 17 Unblended Mobile Electrosurgical Units
23-25 59 13 17 Surgical Lighting Fixtures
23-25 59 13 17 11 Surgical Operating Room Lighting Fixtures
23-25 59 13 19 Surgical Support Products
23-25 59 13 19 11 Surgical Basin Sets
23-25 59 13 19 13 Surgical Bone Cement Mixing Equipment
23-25 59 13 19 15 Surgical Suction Canisters
23-25 59 13 19 17 Surgical Glove Drying Or Powdering Equipment
23-25 59 13 19 19 Surgical Fluid Decanting Devices
23-25 59 15 Surgical Prefabricated Structures
23-25 59 15 11 Surgical Prefabricated Service Columns
23-25 61 00 Veterinary and Animal Products
23-25 61 11 Veterinary and Animal Furnishings
23-25 61 11 11 Veterinary Tables
23-25 61 11 11 11 Veterinary Operating Tables
23-25 61 11 11 13 Postmortem Animal Dissection Tables
23-25 61 11 11 15 Necropsy Tables
23-25 61 11 11 17 Veterinary Surgical Tables
23-25 61 11 13 Veterinary Sinks
23-25 61 11 13 11 Animal Cage Washing Sinks
23-25 61 11 15 Veterinary Storage Chests
23-25 61 13 Veterinary and Animal Equipment
23-25 61 13 11 Animal Containment Products
23-25 61 13 11 10 Cage Washers
23-25 61 13 11 11 Small Animal Laboratory Cages
23-25 61 13 11 13 Large Animal Laboratory Cages
23-25 61 13 11 15 Large Animal Mobile Kennels
23-25 61 13 11 15 11 Intensive Care Large Animal Mobile Kennels
23-25 61 13 11 17 Small Animal Mobile Kennels
23-25 61 13 11 17 11 Intensive Care Small Animal Mobile Kennels
23-25 61 13 11 19 Aquaria Equipment
23-25 61 13 11 21 Animal Catching Devices
23-25 61 13 11 23 Fish Aeration Systems
23-25 61 15 Veterinary Equipment
23-25 61 15 11 Veterinary Blood Pressure Testers
23-25 61 15 13 Veterinary Kymograph Testers
23-25 61 15 15 Veterinary Pyrogenic Testers
23-25 61 15 17 Veterinary Stereotoxic Equipment
23-25 61 15 19 Veterinary Electrocardiographs ECG
23-25 61 17 Veterinary and Animal Prefabricated Structures
23-25 63 00 X Ray and Imagery Products
23-25 63 11 X Ray and Imagery Furnishings
23-25 63 11 11 X Ray and Imagery Sinks
23-25 63 11 11 11 Film Processing Sinks
23-25 63 11 11 13 Lead Lined Sinks
23-25 63 11 11 13 11 Lead Lined With Decay Storage Sinks
23-25 63 11 13 X Ray and Imagery Protective Barriers
23-25 63 11 13 11 X Ray Protective Screens
23-25 63 11 13 13 Radiofrequency Proective Screens
23-25 63 11 13 15 Radiological Shielding Apron Racks
23-25 63 11 13 17 Portable Radioactive Materials Containers
23-25 63 11 13 19 Radiological Shielding Freestanding Screens
23-25 63 11 13 21 Radiological Shielding Wall
23-25 63 11 13 23 Radiological Shielding Ceiling Panels
23-25 63 11 13 25 Radiological Shielding Floor Installed Panels
23-25 63 11 15 X Ray and Imagery Storage Units
23-25 63 11 15 11 Lead Lined Storage Cabinets
23-25 63 11 15 13 Photographic Slides Storage Cabinets
23-25 63 13 X Ray and Imagery Equipment
23-25 63 13 11 X Ray and Imagery Carts
23-25 63 13 11 11 Radium Transport Carts
23-25 63 13 13 Computed Tomography CT and CAT Products
23-25 63 13 13 11 Computed Tomography CT Complete Stationary Units
23-25 63 13 13 13 Computed Tomography CT Mobile Units
23-25 63 13 13 15 Computed Tomography CT Van Units
23-25 63 13 13 17 Computed Tomography CT Consoles
23-25 63 13 13 19 Computed Tomography CT Power Conditioners
23-25 63 13 13 21 Computed Tomography CT Tables
23-25 63 13 13 23 Computed Tomography CT Chairs
23-25 63 13 13 25 Computed Tomography CAT Complete Stationary Units
23-25 63 13 13 27 Computed Tomography CAT Mobile Units
23-25 63 13 13 29 Computed Tomography CAT Transportable Units
23-25 63 13 13 31 Computed Tomography CAT Van Units
23-25 63 13 13 33 Computed Tomography CAT Consoles
23-25 63 13 13 35 Computed Tomography CAT Power Conditioners
23-25 63 13 13 37 Computed Tomography CAT Tables
23-25 63 13 13 39 Computed Tomography CAT Chairs
23-25 63 13 13 41 Computerized Tomography Phantoms
23-25 63 13 13 41 11 Body Computerized Tomography Phantoms
23-25 63 13 13 41 13 Head Computerized Tomography Phantoms
23-25 63 13 13 41 15 Performance Computerized Tomography Phantoms
23-25 63 13 13 43 Computed Tomography CT Radiotherapy Simulators
23-25 63 13 13 45 Computed Tomography CAT Radiotherapy Simulators
23-25 63 13 15 Magnetic Resonance Imaging Products
23-25 63 13 15 11 Medical Magnetic Resonance Imaging Complete Stationary Unit Installation
23-25 63 13 15 13 Medical Magnetic Resonance Imaging Mobile Units
23-25 63 13 15 15 Medical Magnetic Resonance Imaging Transportable Units
23-25 63 13 15 17 Medical Magnetic Resonance Imaging Van Units
23-25 63 13 15 19 Medical Magnetic Resonance Imaging Monitors
23-25 63 13 15 21 Medical Magnetic Resonance Imaging Scanners
23-25 63 13 15 23 Medical Magnetic Resonance Imaging Tables
23-25 63 13 17 Ultrasound Doppler And Echo Imaging Products
23-25 63 13 17 11 Cardiac Ultrasound Units
23-25 63 13 17 13 Cardiac Doppler Units
23-25 63 13 17 15 Cardiac Echo Units
23-25 63 13 17 17 Cardioscopes
23-25 63 13 17 19 Fetal Ultrasound Units
23-25 63 13 17 21 Fetal Echo Units
23-25 63 13 17 23 Gynecological Ultrasound Units
23-25 63 13 17 25 Gynecological Echo Units
23-25 63 13 17 27 Mammographic Ultrasound Units
23-25 63 13 17 29 Mammographic Echo Units
23-25 63 13 17 31 Medical Ultrasound Bone Densitometers
23-25 63 13 17 33 Medical Ultrasound Or Doppler Or Echo Monitors
23-25 63 13 17 35 Medical Ultrasound Or Doppler Or Echo Printers
23-25 63 13 17 37 Medical Ultrasound Transducers
23-25 63 13 17 39 Medical Doppler Transducers
23-25 63 13 17 41 Medical Echo Transducers
23-25 63 13 17 43 Medical General Use Ultrasound Units
23-25 63 13 17 45 Medical General Use Doppler Units
23-25 63 13 17 47 Medical General Use Pulse Echo Units
23-25 63 13 17 49 Medical General Use Echography Units
23-25 63 13 17 51 Thesiometers
23-25 63 13 17 53 Vaginal Ultrasound Or Echo Probes
23-25 63 13 17 55 Vascular Ultrasound Units
23-25 63 13 17 57 Medical Ultrasound Ophthalmic Scanners
23-25 63 13 19 X Ray Products
23-25 63 13 19 11 Chest X Ray Equipment
23-25 63 13 19 13 Mammography X Ray Equipment
23-25 63 13 19 15 Medical C Arm X Ray Units
23-25 63 13 19 17 Medical Cine Fluoroscopy Equipment
23-25 63 13 19 19 Medical Radiology And Fluoroscopy RF Equipment
23-25 63 13 19 21 Medical Radioisotope Scanners
23-25 63 13 19 23 Medical X Ray Buckys
23-25 63 13 19 25 Medical X Ray Quality Assurance Calibration Devices
23-25 63 13 19 27 Medical X Ray Tables
23-25 63 13 19 29 Medical X Ray Stands
23-25 63 13 19 31 Medical X Ray Chairs
23-25 63 13 19 33 Medical X Ray Cabinets
23-25 63 13 19 35 Medical X Ray Tomography Units
23-25 63 13 19 37 Medical Diagnostic Use X Ray Units
23-25 63 13 19 39 Medical Xeroradiography Units
23-25 63 13 19 41 X Ray Bone Densitometers
23-25 63 13 19 43 Medical X Ray Intensifying Screens
23-25 63 13 19 45 Medical X Ray Water Coolers
23-25 63 13 19 47 Medical Imaging Procedure Trays
23-25 63 13 19 49 Medical X Ray Film Hot Spot Lights
23-25 63 13 19 51 Medical X Ray Film Large Rack Viewing Systems
23-25 63 13 19 53 Medical X Ray Film View Boxes
23-25 63 13 19 55 Medical X Ray Film Illuminator Windows
23-25 63 13 19 57 Medical X Ray Film Illuminator Screens
23-25 63 13 19 59 Medical X Ray Film Stereoscopes
23-25 63 13 21 Gamma Cameras Products
23-25 63 13 21 11 Medical General Use Gamma Cameras
23-25 63 13 21 13 Lymphatic Mapping Navigator Equipment
23-25 63 13 21 15 Lymphatic Mapping Probes
23-25 63 13 21 17 Lymphatic Mapping Collimators
23-25 63 13 23 Gamma Radiation Therapy Products
23-25 63 13 23 11 Radiosurgical Gamma Knife Collimators
23-25 63 13 23 13 Radiosurgical Gamma Knife Units
23-25 63 13 23 15 Radiosurgical Gamma Scintillators
23-25 63 13 25 Linear Accelerator Intensity Modulated Radiation Therapy Units
23-25 63 13 25 11 Medical Linear Accelerator Intensity Modulated Radiation Therapy IMRT Two Dimensional Units
23-25 63 13 25 13 Medical Linear Accelerator Intensity Modulated Radiation Therapy IMRT Three Dimensional Units
23-25 63 13 25 15 Medical Linear Accelerator Intensity Modulated Radiation Therapy IMRT Collimators
23-25 63 13 25 17 Dual Energy Linear Accelerator
23-25 63 13 27 Medical Positron Emission Tomography Units
23-25 63 13 27 11 Medical Positron Emission Tomography PET Units
23-25 63 13 29 Medical Single Photon Emission Computed Tomography Units
23-25 63 13 29 11 Medical Single Photon Emission Computed Tomography SPECT Units
23-25 63 13 31 Radiotherapy Teletherapy Products
23-25 63 13 31 11 Radiotherapy Teletherapy Cobalt 60 Equipment
23-25 63 13 31 13 Radiotherapy Teletherapy Linear Accelerators
23-25 63 13 31 15 Radiotherapy Teletherapy Orthovoltage X Ray Machines
23-25 63 13 31 17 Radiotherapy Teletherapy Superficial X Ray Machines
23-25 63 13 31 19 Radiotherapy Cutters
23-25 63 13 31 19 11 Radiotherapy Beam Block Cutters
23-25 63 13 31 19 13 Radiotherapy Compensator Cutters
23-25 63 13 33 Radiographic Fluoroscopic Units
23-25 63 13 33 11 Computerized Tomography Radiographic Fluoroscopic Units
23-25 63 13 33 13 Digital Angio Biplane Radiographic Fluoroscopic Units
23-25 63 13 33 15 Digital Cardiac Radiographic Fluoroscopic Units
23-25 63 13 33 17 Digital Chest Radiographic Fluoroscopic Units
23-25 63 13 33 19 Mammographic Radiographic Fluoroscopic Units
23-25 63 13 33 21 Non Tilt Table Radiographic Units
23-25 63 13 33 23 Table Radiographic Fluoroscopic Units
23-25 63 13 33 23 11 Remote Table Radiographic Fluoroscopic Units
23-25 63 13 33 25 Urologic Radiographic Fluoroscopic Units
23-25 63 13 33 25 11 Computerized Tomography Urologic Radiographic Fluoroscopic Units
23-25 63 13 35 Radiation Detection Or Monitoring Products
23-25 63 13 35 11 Radiation Dosimeters
23-25 63 13 35 13 Radiation Badges
23-25 63 13 35 15 Radiation Detectors
23-25 63 15 X Ray and Imagery Prefabricated Structures
23-25 63 15 11 Radiological Shielding Chambers
23-25 63 15 13 Radiological Shielding Rooms
23-25 63 15 15 Radiological Shielding Safes
23-25 63 17 Specialized Medical Computer Equipment
23-25 63 17 11 Computer Assisted Cardiology Management System
23-25 63 17 13 Nuclear Medicine Clinical Computers
23-25 63 17 15 DIN PACS Computer System
23-25 63 17 17 Holter Monitor Analysis Computer System
23-25 63 17 19 Mean Cell Volume Computers
23-25 63 17 21 Radiation Therapy Treatment Planning Computers
23-25 65 00 Biological Protection and Preservation Products
23-25 65 11 Biological Safety Cabinets
23-25 65 11 11 Biological Safety Class I Cabinets
23-25 65 11 13 Biological Safety Class II Cabinets
23-25 65 11 15 Biological Safety Class III Cabinets
23-25 65 11 17 Cryogenic Freezers
23-25 65 11 19 Biological Freezers
23-25 65 11 21 Biological Refrigerators
23-25 65 13 Cabinet Bases
23-25 65 13 11 Biological Safety Class I Cabinet Bases
23-25 65 13 13 Biological Safety Class II Cabinet Bases
23-25 65 13 15 Biological Safety Class III Cabinet Bases
23-25 67 00 Hazardous Materials Products
23-25 67 11 Hazardous Materials Cabinets
23-25 67 11 11 Acid Storage Cabinets
23-25 67 11 13 Flammable Storage Cabinets
23-25 67 13 Hazardous Materials Refrigerators and Freezers
23-25 67 13 11 Flammable Material Storage Refrigerators
23-25 67 13 13 Flammable Material Storage Freezers
23-25 67 13 15 Flammable Material Storage Refrigerator Freezers
23-25 67 13 17 Explosion Proof Refrigerators
23-25 67 13 19 Explosion Proof Refrigerator Freezers
23-25 69 00 Laboratory and Scientific Products
23-25 69 11 Laboratory Furnishings
23-25 69 11 11 Laboratory Tables
23-25 69 11 11 11 Microscope Tables
23-25 69 11 13 Laboratory Seating
23-25 69 11 15 Laboratory Fume hoods
23-25 69 11 15 11 Bench Fume hoods
23-25 69 11 15 11 11 Horizontal Laminar Flow Bench Fume hoods
23-25 69 11 15 13 Floor Standing Fume hoods
23-25 69 11 15 13 11 Horizontal Laminar Flow Free Standing Fume hoods
23-25 69 11 15 13 13 Explosion Proof Floor Standing Fume hoods
23-25 69 11 15 13 15 Perchloric Floor Standing Fume Hoods
23-25 69 11 15 15 Histopathology Staining Fume Hoods
23-25 69 11 15 17 Horizontal Laminar Flow Fume Hoods
23-25 69 13 Laboratory And Scientific Equipment
23-25 69 13 11 Microscopes
23-25 69 13 11 11 Acoustic Microscopes
23-25 69 13 11 13 Binocular Microscopes
23-25 69 13 11 13 11 Phase Contrast Binocular Microscopes
23-25 69 13 11 13 13 Binocular Light Compound Microscopes
23-25 69 13 11 15 Bore scope Inspection Equipment
23-25 69 13 11 17 Combination Electron And Light Microscopes
23-25 69 13 11 19 Dark field Microscopes
23-25 69 13 11 21 Digital Image Varityping Microscopes
23-25 69 13 11 23 Dissecting Light Microscopes
23-25 69 13 11 25 Electron Microscopes
23-25 69 13 11 27 Fluorescence Microscopes
23-25 69 13 11 29 Fluorescent Microscopes
23-25 69 13 11 31 Inverted Microscopes
23-25 69 13 11 33 Ion Microscopes
23-25 69 13 11 35 Laser Scanning Microscopes
23-25 69 13 11 37 Metallurgical Microscopes
23-25 69 13 11 39 Monocular Microscopes
23-25 69 13 11 41 Operating Microscopes
23-25 69 13 11 43 Photographic Fluorescent Microscopes
23-25 69 13 11 45 Photographic Microscopes
23-25 69 13 11 47 Polarizing Microscopes
23-25 69 13 11 49 Projection Microscopes
23-25 69 13 11 51 Scanning Electron Microscopes
23-25 69 13 11 53 Scanning Light Microscopes
23-25 69 13 11 55 Scanning Probe Microscopes
23-25 69 13 11 57 Spinning Disk Microscopes
23-25 69 13 11 59 Stereo Microscopes
23-25 69 13 11 61 Tissue Culture Inverted Microscopes
23-25 69 13 11 63 Transmission Electron Microscopes
23-25 69 13 11 65 Trinocular Microscopes
23-25 69 13 11 67 Wide Field Microscopes
23-25 69 13 13 Optical Equipment
23-25 69 13 13 11 Telescopes
23-25 69 13 13 13 Binoculars
23-25 69 13 13 15 Videoscopes
23-25 69 13 13 17 Fiberscopes
23-25 69 13 15 Laboratory Disruption Equipment
23-25 69 13 15 11 French Pressure Cells
23-25 69 13 15 13 Homogenizers
23-25 69 13 15 15 Laboratory Blenders
23-25 69 13 15 17 Laboratory Crushers
23-25 69 13 15 19 Laboratory Disintegrators
23-25 69 13 15 21 Laboratory Emulsifiers
23-25 69 13 15 23 Laboratory Mills
23-25 69 13 15 25 Laboratory Presses
23-25 69 13 15 27 Laboratory Pulverizers
23-25 69 13 15 29 Laboratory Tissue Grinders
23-25 69 13 15 31 Liquid Measuring Cans
23-25 69 13 15 33 Mortars
23-25 69 13 15 35 Pestles
23-25 69 13 17 Laboratory Heating Drying Equipment
23-25 69 13 17 11 Laboratory Dry Baths
23-25 69 13 17 13 Bunsen Burner
23-25 69 13 17 15 Laboratory Hotplates
23-25 69 13 17 17 Laboratory Incinerators
23-25 69 13 17 19 Laboratory Infrared Dryers
23-25 69 13 17 21 Laboratory Spirit Burners
23-25 69 13 17 23 Laboratory Temperature Cycling Chambers
23-25 69 13 17 25 Laboratory Thermal Cyclers
23-25 69 13 17 27 Laboratory Warming Cabinets
23-25 69 13 17 29 Stirring Hotplates
23-25 69 13 19 Histology Equipment
23-25 69 13 19 11 Tissue Embedding Stations
23-25 69 13 19 13 Embedding Molds
23-25 69 13 19 15 Embedding Capsules
23-25 69 13 19 17 Embedding Compounds
23-25 69 13 19 19 Histological Staining Units
23-25 69 13 19 21 Tissue Processors
23-25 69 13 19 21 11 Automatic Tissue Processors
23-25 69 13 19 21 13 Electron Microscopy Tissue Processors
23-25 69 13 19 21 15 Vacuum Tissue Processors
23-25 69 13 19 23 Tissue Culture Units
23-25 69 13 19 25 Ultrasonic Tissue Disintegrators
23-25 69 13 19 27 Microtomes
23-25 69 13 19 27 11 Tilt Rotary Microtomes
23-25 69 13 19 27 13 Refrigerated Tilt Rotary Microtomes
23-25 69 13 19 29 Slide Warmers
23-25 69 13 19 31 Slide Dryers
23-25 69 13 19 33 Slide Stainers
23-25 69 13 21 Laboratory Cooling Equipment
23-25 69 13 21 11 Liquid Nitrogen Dewars
23-25 69 13 21 13 Ultra Cold Upright Cabinets
23-25 69 13 21 15 Ultra Cold Freezers
23-25 69 13 21 17 Ultralow Upright Cabinets
23-25 69 13 21 19 Ultralow Freezers
23-25 69 13 21 21 Ultra Cold Chest Freezers
23-25 69 13 21 23 Ultralow Chest Freezers
23-25 69 13 21 25 Liquid Nitrogen Freezers
23-25 69 13 21 27 Laboratory Cold Water Circulators
23-25 69 13 21 29 Chromatography Refrigerators
23-25 69 13 21 31 Laboratory Plate Freezers
23-25 69 13 21 33 Laboratory Cold Traps
23-25 69 13 23 Centrifuges
23-25 69 13 23 11 Benchtop Centrifuges
23-25 69 13 23 13 Centrifuge Buckets
23-25 69 13 23 15 Centrifuge Rotors
23-25 69 13 23 17 Cytology Centrifuges
23-25 69 13 23 19 Floor Centrifuges
23-25 69 13 23 21 Microcentrifuges
23-25 69 13 23 23 Microhematocrit Centrifuges
23-25 69 13 23 25 Refrigerated Benchtop Centrifuges
23-25 69 13 23 27 Refrigerated Floor Centrifuges
23-25 69 13 23 29 Refrigerated Microcentrifuges
23-25 69 13 23 31 Serological Centrifuges
23-25 69 13 23 31 11 Multiple Speed Serological Centrifuges
23-25 69 13 23 33 Tabletop Centrifuges
23-25 69 13 23 35 Ultracentrifuges
23-25 69 13 23 37 Vacuum Centrifuges
23-25 69 13 25 Incubators
23-25 69 13 25 11 CO2 Incubators
23-25 69 13 25 13 Cooled Biological Oxygen Demand BOD Incubators
23-25 69 13 25 15 Dry Wall Dual Chamber Carbon Dioxide Incubators
23-25 69 13 25 17 Dry Wall Dual Chamber Carbon Dioxide Incubators With Humidity Control
23-25 69 13 25 19 Dry Wall Dual Chamber Three Gas Incubators
23-25 69 13 25 21 Dry Wall Dual Chamber Three Gas Incubators With Humidity Control
23-25 69 13 25 23 Dry Wall Single Chamber Carbon Dioxide Incubators
23-25 69 13 25 25 Dry Wall Single Chamber Carbon Dioxide Incubators With Humidity Control
23-25 69 13 25 27 Dry Wall Single Chamber Three Gas Incubators
23-25 69 13 25 29 Dry Wall Single Chamber Three Gas Incubators With Humidity Control
23-25 69 13 25 31 Forced Air General Purpose Incubators
23-25 69 13 25 33 Gravity Convection General Purpose Incubators
23-25 69 13 25 35 Mechanical Convection General Purpose Incubators
23-25 69 13 25 37 Multipurpose Incubators
23-25 69 13 25 39 Plate Incubators
23-25 69 13 25 41 Refrigerated Incubators
23-25 69 13 25 43 Shaking Incubators
23-25 69 13 25 45 Water Jacketed Dual Chamber Carbon Dioxide Incubators
23-25 69 13 25 47 Water Jacketed Dual Chamber Carbon Dioxide Incubators With Humidity Control
23-25 69 13 25 49 Water Jacketed Dual Chamber Three Gas Incubators
23-25 69 13 25 51 Water Jacketed Dual Chamber Three Gas Incubators With Humidity Control
23-25 69 13 25 53 Water Jacketed Single Chamber Carbon Dioxide Incubators
23-25 69 13 25 55 Water Jacketed Single Chamber Carbon Dioxide Incubators With Humidity Control
23-25 69 13 25 57 Water Jacketed Single Chamber Three Gas Incubators
23-25 69 13 25 59 Water Jacketed Single Chamber Three Gas Incubators With Humidity Control
23-25 69 13 27 Laboratory Ovens
23-25 69 13 27 11 Laboratory Ageing Ovens
23-25 69 13 27 13 Laboratory Cleanroom Ovens
23-25 69 13 27 15 Laboratory Drying Cabinets
23-25 69 13 27 17 Laboratory Drying Ovens
23-25 69 13 27 19 Laboratory Gravity Convection Ovens
23-25 69 13 27 21 Laboratory Induction Dryers
23-25 69 13 27 23 Laboratory Mechanical Convection Ovens
23-25 69 13 27 25 Laboratory Vacuum Ovens
23-25 69 13 29 Laboratory Distillers
23-25 69 13 29 11 Laboratory Water Distillers
23-27 00 00 General Facility Services Products
23-27 11 00 General Instruments and Controls
23-27 11 11 Temperature Measuring Instrument And Controls
23-27 11 11 11 Temperature Alarm Modules
23-27 11 11 13 Temperature Control Modules
23-27 11 11 15 Temperature Controllers
23-27 11 11 15 11 Digital Temperature Controllers
23-27 11 11 15 13 Electric Temperature Controllers
23-27 11 11 15 15 Pneumatic Hating Controllers
23-27 11 11 15 17 Hydraulic Temperature Controllers
23-27 11 11 17 Temperature Detectors
23-27 11 11 17 11 Thermocouple Detectors
23-27 11 11 17 13 RTD Detectors
23-27 11 11 19 Temperature Indicators
23-27 11 11 21 Temperature Recorders
23-27 11 11 23 Temperature Sensors
23-27 11 11 23 11 Thermocouple Probes
23-27 11 13 Pressure Measuring Instrument And Controls
23-27 11 13 11 Pressure Alarm Modules
23-27 11 13 13 Pressure Control Modules
23-27 11 13 15 Pressure Controllers
23-27 11 13 15 11 Digital Pressure Controllers
23-27 11 13 15 13 Electric Pressure Controllers
23-27 11 13 15 15 Pneumatic Hating Controllers
23-27 11 13 15 17 Hydraulic Pressure Controllers
23-27 11 13 17 Pressure Detectors
23-27 11 13 19 Pressure Indicators
23-27 11 13 21 Pressure Recorders
23-27 11 13 23 Pressure Sensors
23-27 11 13 25 Differential Pressure Alarm Modules
23-27 11 13 27 Differential Pressure Control Modules
23-27 11 13 29 Differential Pressure Controllers
23-27 11 13 29 11 Digital Differential Pressure Controllers
23-27 11 13 29 13 Electric Differential Pressure Controllers
23-27 11 13 29 15 Pneumatic Hating Controllers
23-27 11 13 29 17 Hydraulic Differential Pressure Controllers
23-27 11 13 31 Differential Pressure Detectors
23-27 11 13 33 Differential Pressure Indicators
23-27 11 13 35 Differential Pressure Recorders
23-27 11 13 37 Differential Pressure Sensors
23-27 11 15 Flow Measuring Instrument And Controls
23-27 11 15 11 Flow Alarm Modules
23-27 11 15 13 Flow Control Modules
23-27 11 15 15 Flow Controllers
23-27 11 15 15 11 Digital Flow Controllers
23-27 11 15 15 13 Electric Flow Controllers
23-27 11 15 15 15 Pneumatic Hating Controllers
23-27 11 15 15 17 Hydraulic Flow Controllers
23-27 11 15 17 Flow Detectors
23-27 11 15 19 Flow Indicators
23-27 11 15 21 Flow Recorders
23-27 11 15 23 Flow Sensors
23-27 11 17 Concentration Measuring Instrument And Controls
23-27 11 17 11 Humidity Concentration Measuring Instruments
23-27 11 17 13 Carbon Dioxide (CO²) Concentration Measuring Instruments
23-27 11 17 15 Ozone Concentration Measuring Instruments
23-27 11 17 17 Other Gas Concentration Measuring Instruments
23-27 11 19 Heat Measuring Instrument And Controls
23-27 11 19 11 Heat Detectors
23-27 11 19 13 Heating Controllers
23-27 11 19 13 11 Digital Heating Controllers
23-27 11 19 13 13 Electric Heating Controllers
23-27 11 19 13 15 Pneumatic Hating Controllers
23-27 11 19 13 17 Hydraulic Heating Controllers
23-27 11 19 15 Heating Programmers
23-27 11 19 17 Heating Optimizers
23-27 11 21 Level Measuring Instrument And Controls
23-27 11 21 11 Level Alarm Modules
23-27 11 21 13 Level Control Modules
23-27 11 21 15 Level Controllers
23-27 11 21 15 11 Digital Level Controllers
23-27 11 21 15 13 Electric Level Controllers
23-27 11 21 15 15 Pneumatic Hating Controllers
23-27 11 21 15 17 Hydraulic Level Controllers
23-27 11 21 17 Level Detectors
23-27 11 21 19 Level Indicators
23-27 11 21 19 11 Level Gage Glasses
23-27 11 21 19 13 Level Bull's Eyes
23-27 11 21 21 Level Recorders
23-27 11 21 23 Level Sensors
23-27 11 23 Weighing Instrument And Controls
23-27 11 23 11 Weight Alarm Modules
23-27 11 23 13 Weight Control Modules
23-27 11 23 15 Weight Detectors
23-27 11 23 17 Weight Indicators
23-27 11 23 19 Weight Recorders
23-27 11 23 21 Weight Sensors
23-27 11 25 Metal Concentration Instrument And Controls
23-27 11 25 11 Metal Detectors
23-27 11 27 Gas Instrument And Controls
23-27 11 27 11 Gas Alarm Modules
23-27 11 27 13 Gas Control Modules
23-27 11 27 15 Gas Controllers
23-27 11 27 15 11 Digital Gas Controllers
23-27 11 27 15 13 Electric Gas Controllers
23-27 11 27 15 15 Pneumatic Hating Controllers
23-27 11 27 15 17 Hydraulic Gas Controllers
23-27 11 27 17 Gas Detectors
23-27 11 27 17 11 Air Pollution Detectors
23-27 11 27 17 13 Radon Detectors
23-27 11 27 17 15 Carbon Dioxide Detectors
23-27 11 27 17 17 Hydrogen Detectors
23-27 11 27 17 19 Oxygen Detectors
23-27 11 27 17 21 Halon Detectors
23-27 11 27 19 Gas Indicators
23-27 11 27 21 Gas Analyzers
23-27 11 29 Infrared Instrument And Controls
23-27 11 29 11 Photoelectric Cells
23-27 11 29 13 Infrared Control Modules
23-27 11 29 15 Infrared Controllers
23-27 11 29 15 11 Digital Infrared Controllers
23-27 11 29 15 13 Electric Infrared Controllers
23-27 11 29 15 15 Pneumatic Hating Controllers
23-27 11 29 15 17 Hydraulic Infrared Controllers
23-27 13 00 Control and Monitoring Boards Panels
23-27 13 11 Internal Climate Monitoring and Control Panel
23-27 13 13 Building Control Systems
23-27 13 13 11 Building Automated Control Panels
23-27 13 13 13 Building Automated Systems
23-27 13 13 15 Building Monitoring Control Panels
23-27 13 15 Process Control Panels
23-27 13 15 11 Gaseous Waste Monitoring and Control Panels
23-27 15 00 Building Automation and Control
23-27 15 11 Building Clock Controls
23-27 15 13 Building Door Controls
23-27 15 15 Elevator Monitoring and Controls
23-27 15 17 Energy Monitoring and Controls
23-27 15 19 Building Environmental Controls
23-27 15 21 Building Lighting Controls
23-27 15 21 11 Building Lighting Control Panel
23-27 15 21 13 Lighting Relay Control Panel
23-27 15 23 HVAC Controls
23-27 15 23 11 HVAC Main Control Panels
23-27 15 23 13 HVAC Local Control Panels
23-27 15 23 15 HVAC Control Clocks
23-27 15 25 Equipment Control Panels
23-27 17 00 Pumps
23-27 17 11 Axial Split Pumps
23-27 17 13 Centrifugal Pumps
23-27 17 15 Diaphragm Pumps
23-27 17 17 Duplex Pumps
23-27 17 19 Gear Pumps
23-27 17 21 Liquid Ring Pumps
23-27 17 23 Macerator Pumps
23-27 17 23 11 Combined Macerator Pumps
23-27 17 25 Progressive Cavity Pumps
23-27 17 27 Ram Pumps
23-27 17 29 Reciprocating Pumps
23-27 17 31 Rotary Pumps
23-27 17 31 11 Rotary Cam Pumps
23-27 17 31 13 Rotary Lobe Pumps
23-27 17 31 15 Rotary Screw Pumps
23-27 17 31 17 Rotary Vane Pumps
23-27 17 33 Rotating Piston Pumps
23-27 17 35 Sewage Ejectors
23-27 17 35 11 Submersible Sewage Ejectors
23-27 17 37 Simplex Pumps
23-27 17 39 Sliding Vane Pumps
23-27 17 41 Turbine Pumps
23-27 17 43 Worm Gear Pumps
23-27 17 45 Pump Components
23-27 19 00 Engines
23-27 19 11 Reciprocating Engines
23-27 19 13 Rotary Engines
23-27 19 15 Turbine Engines
23-27 21 00 Compressors
23-27 21 11 Axial Flow Compressors
23-27 21 13 Centrifugal Compressors
23-27 21 15 Reciprocating Compressors
23-27 21 15 11 Diaphragm Reciprocating Compressors
23-27 21 15 13 Double Acting Reciprocating Compressors
23-27 21 15 15 Single Acting Reciprocating Compressors
23-27 21 17 Rotary Compressors
23-27 21 17 11 Rotary Liquid Ring Compressors
23-27 21 17 13 Rotary Lobe Compressors
23-27 21 17 15 Rotary Screw Compressors
23-27 21 17 17 Rotary Scroll Compressors
23-27 21 17 19 Rotary Vane Compressors
23-27 23 00 Heat Exchangers
23-27 23 11 Heat Exchanger Economizers
23-27 23 13 Plate and Frame Heat Exchangers
23-27 23 13 11 Plate and Frame Regenerative Heat Exchangers
23-27 23 15 Shell and Tube Heat Exchangers
23-27 23 15 11 Shell and Tube Regenerative Heat Exchangers
23-27 23 17 Tube and Fin Heat Exchangers
23-27 23 19 Spiral Heat Exchangers
23-27 23 19 11 Heat Exchangers for Ventilation Air
23-27 23 21 Adiabatic Wheel Heat Exchangers
23-27 23 23 Plate and Fin Heat Exchangers
23-27 23 23 11 Straight Fin Plate and Fin Heat Exchangers
23-27 23 23 13 Offset Fin Plate and Fin Heat Exchangers
23-27 23 23 15 Wavy Fin Plate and Fin Heat Exchangers
23-27 23 25 Fluid Heat Exchangers
23-27 25 00 Heaters for Supplied Liquids
23-27 25 11 Liquid Electric Heaters
23-27 25 13 Liquid Gas Heaters
23-27 25 15 Liquid Steam Heaters
23-27 25 17 Liquid Fuel Oil Heaters
23-27 25 17 11 Fuel Oil Pre Heaters
23-27 27 00 Pressure Reducing Stations
23-27 27 11 Multiple Stage Pressure Reducing Stations
23-27 27 13 Single Stage Pressure Reducing Stations
23-27 29 00 Tanks and Storage Structures
23-27 29 11 Reservoirs
23-27 29 13 Tank Foundations
23-27 29 13 11 Tank Support Structures
23-27 29 13 13 Tank Foundation Slabs
23-27 29 15 Specialized Tanks
23-27 29 15 11 Cryogenic Tanks
23-27 29 15 13 Flash Tanks
23-27 29 15 13 11 Steam Flash Tanks
23-27 29 15 15 Septic Tanks
23-27 29 15 17 Siphon Tanks
23-27 29 17 Storage Constructions
23-27 29 17 11 Water Towers
23-27 29 17 13 Silos
23-27 29 17 15 Storage Bunkers
23-27 29 19 Tanks
23-27 29 19 11 Multiple Wall Tanks
23-27 29 19 11 11 Multiple Walled Pressure Tanks
23-27 29 19 11 13 Multiple Walled Vacuum Tanks
23-27 29 19 11 15 Multiple Walled Vented Tanks
23-27 29 19 13 Single Walled Tanks
23-27 29 19 13 11 Single Walled Pressure Tanks
23-27 29 19 13 13 Single Walled Vacuum Tanks
23-27 29 19 13 15 Single Walled Vented Tanks
23-27 29 21 Tank Containments
23-27 29 21 11 Aboveground Tank Containments
23-27 29 21 11 11 Aboveground Primary Tank Containments
23-27 29 21 11 13 Aboveground Secondary Tank Containments
23-27 29 21 11 15 Aboveground Tertiary Tank Containments
23-27 29 21 13 Underground Tank Containments
23-27 29 21 13 11 Underground Primary Tank Containments
23-27 29 21 13 13 Underground Secondary Tank Containments
23-27 29 21 13 15 Underground Tertiary Tank Containments
23-27 29 23 Tank Linings
23-27 29 23 11 Tank Bladders
23-27 29 23 13 Rubber Tank Linings
23-27 29 25 Tank Components
23-27 29 25 11 Overflow Regulators
23-27 29 25 13 Fill and Valve Caps
23-27 29 25 15 Tank Vents
23-27 31 00 Valves
23-27 31 11 Backflow Preventors
23-27 31 13 Balancing Valves
23-27 31 13 11 Gate Balancing Valves
23-27 31 13 13 Butterfly Balancing Valves
23-27 31 13 15 Plug Balancing Valves
23-27 31 13 17 Globe Balancing Valves
23-27 31 13 19 Check Balancing Valves
23-27 31 13 21 Diaphragm Balancing Valves
23-27 31 15 Ball Valves
23-27 31 17 Butterfly Valves
23-27 31 17 11 Lug Pattern Butterfly Valves
23-27 31 17 13 Wafer Pattern Butterfly Valves
23-27 31 19 Check Valves
23-27 31 19 11 Ball Check Valves
23-27 31 19 13 Clapper CheckValves
23-27 31 19 15 Cone Type Check Valves
23-27 31 19 17 Demand Check Valves
23-27 31 19 19 Diaphragm Check Valves
23-27 31 19 21 Lift Check Valves
23-27 31 19 23 Spring Type Check Valves
23-27 31 19 25 Stop Check Valves
23-27 31 19 27 Swing Check Valves
23-27 31 21 Diaphragm Valves
23-27 31 23 Float Valves
23-27 31 25 Gate Valves
23-27 31 27 Globe Valves
23-27 31 29 Mixing Valves
23-27 31 29 11 Manual Mixing Valves
23-27 31 29 13 Pressure Balanced Controlled Mixing Valves
23-27 31 29 15 Thermostatically Controlled Mixing Valves
23-27 31 31 Needle Valves
23-27 31 33 Orifice Valves
23-27 31 35 Pinch Valves
23-27 31 37 Plug Drain Valves
23-27 31 39 Plug Valves
23-27 31 41 Poppet Valves
23-27 31 43 Post Indicator Valves
23-27 31 45 Preaction Valves
23-27 31 45 11 Electronic Actuated Preaction Valves
23-27 31 45 13 Water Seal Enabled Preaction Valves
23-27 31 47 Pressure Regulating Valves
23-27 31 49 Relief Valves
23-27 31 49 11 Pressure Relief Valves
23-27 31 49 13 Pressure Temperature Relief Valves
23-27 31 51 Rupture Disks
23-27 31 53 Safety Valves
23-27 31 53 11 Pressure Safety Valves
23-27 31 53 13 Pressure Temperature Safety Valves
23-27 31 55 Sentinel Valves
23-27 31 57 Slider Valves
23-27 31 59 Slush Valves
23-27 31 61 Thermostatic Expansion Valves
23-27 31 63 Valves Boxes
23-27 33 00 Valve Actuators
23-27 33 11 Electrical Valve Actuators
23-27 33 11 11 Solenoid Valve Actuators
23-27 33 13 Hydraulic Valve Actuators
23-27 33 15 Motor Operated Valve Actuators
23-27 33 17 Pneumatic Valve Actuators
23-27 35 00 Variable Speed Drives
23-27 35 11 Hydraulic Variable Speed Drives
23-27 35 11 11 Hydrodynamic Variable Speed Drives
23-27 35 11 13 Hydrostatic Variable Speed Drives
23-27 35 11 15 Hydroviscous Variable Speed Drives
23-27 35 13 Variable Pitch Drives
23-27 35 13 11 Pulley Variable Pitch Drives
23-27 35 13 13 Traction Variable Pitch Drives
23-27 35 15 Transmission Devices
23-27 35 15 11 Fluid Drive Transmissions
23-27 35 15 13 Gear Boxes
23-27 37 00 Liquid Traps
23-27 37 11 Grease Traps
23-27 37 13 Oil Traps
23-27 37 15 Steam Traps
23-27 37 15 11 Disc Steam Traps
23-27 37 15 13 Float and Thermostatic Steam Traps
23-27 37 15 15 Float Steam Trap
23-27 37 15 17 Inverted Basket Steam Traps
23-27 37 15 19 Orifice Steam Traps
23-27 39 00 Piping
23-27 39 11 Double Walled Pipes
23-27 39 11 11 Aboveground Double Walled Pipes
23-27 39 11 13 Underground Double Walled Pipes
23-27 39 13 Single Walled Pipes
23-27 39 13 11 Aboveground Single Walled Pipes
23-27 39 13 13 Underground Single Walled Pipes
23-27 41 00 Pipe Repair Equipment
23-27 41 11 Pipe Band It Kits
23-27 43 00 Pipe Fittings
23-27 43 11 Mechanical Pipe Fasteners
23-27 43 13 Mechanical Pipe Supports
23-27 43 15 Pipe Expansion Joints
23-27 43 17 Water Hammer Arrestors
23-27 43 19 Pipe Expansion Compensators
23-27 45 00 Pipe Flanges
23-27 45 11 Blind Pipe Flanges
23-27 45 13 Lap Joint Pipe Flanges
23-27 45 15 Orifice Pipe Flanges
23-27 45 17 Plate Pipe Flanges
23-27 45 19 Reducing Pipe Flanges
23-27 45 21 Slip On Pipe Flanges
23-27 45 23 Socket Weld Pipe Flanges
23-27 45 25 Spectacle Pipe Flanges
23-27 45 27 Threaded Pipe Flanges
23-27 45 29 Weldneck Pipe Flanges
23-27 47 00 Pipe Adapters
23-27 47 11 Female Pipe Adapters
23-27 47 13 Male Pipe Adapters
23-27 47 15 Terminal Pipe Adapters
23-27 47 17 Hi Low Converter Pipe Adapters
23-27 47 19 Twist To Lock Y Cord Pipe Adapters
23-27 47 21 Auto Converter Pipe Adapters
23-27 47 23 Conduit Box Pipe Adapters
23-27 47 25 Reduce Drive Pipe Adapters
23-27 47 27 Red Pipe Adapters
23-27 49 00 Pipe Couplings
23-27 49 11 Rigid Pipe Couplings
23-27 49 13 Flexible Pipe Couplings
23-27 49 13 11 Coil Spring Pipe Couplings
23-27 49 13 13 Double Loop Pipe Couplings
23-27 49 13 15 Tire Pipe Couplings
23-27 49 13 17 Flexible Link Pipe Couplings
23-27 49 13 19 Multi Jaw Pipe Couplings
23-27 49 13 21 Helical Flex Pipe Couplings
23-27 49 13 23 Magnetic Pipe Couplings
23-27 49 13 25 Metal Bellows Pipe Couplings
23-27 49 13 27 Diaphragm Pipe Couplings
23-27 49 13 29 Roller Chain Pipe Couplings
23-27 49 13 31 Schmidt Pipe Couplings
23-27 49 13 33 Shear Pipe Couplings
23-27 49 13 35 Sliding Block Pipe Couplings
23-27 49 13 37 Steel Grid Pipe Couplings
23-27 49 13 39 Spider Pipe Couplings
23-27 49 13 41 Flexible Disc Pipe Couplings
23-27 51 00 Pipe Elbows
23-27 51 11 45 Degree Pipe Elbows
23-27 51 13 90 Degree Pipe Elbows
23-27 51 15 Reducing Pipe Elbows
23-27 53 00 Pipe Caps
23-27 53 11 Threaded Pipe Caps
23-27 53 13 Tapered Pipe Caps
23-27 53 15 Anti-roll Pipe Caps
23-27 53 17 Knurled Pipe Caps
23-27 53 19 Slotted Head Pipe Caps
23-27 53 21 Retaining Ring Pipe Caps
23-27 53 23 Tear Tab Pipe Caps
23-27 53 25 Hanger Tip Pipe Caps
23-27 53 27 Pull Tab Pipe Caps
23-27 53 29 Vented Pipe Caps
23-27 55 00 Liquid Treatment Components
23-27 55 11 Liquid Filters
23-27 55 11 11 Water Filters
23-27 55 13 Liquid Sterilizers
23-27 55 15 Liquid Salinators
23-27 55 17 Liquid Chlorinators
23-27 55 19 Liquid Ionizers
23-27 55 21 Liquid Deionizers
23-27 55 23 Liquid Deaerators
23-27 55 23 11 Centrifugal Liquid Deaerators
23-27 55 23 13 Spray Type Liquid Deaerators
23-27 55 23 15 Tray Type Liquid Deaerators
23-27 55 25 Liquid Disinfecting Ultraviolet Lighting
23-27 55 27 Liquid Softeners
23-27 55 27 11 Water Softeners
23-27 55 29 Liquid Strainers
23-27 55 29 11 Basket Strainers
23-27 55 29 13 Conical Strainers
23-27 55 29 15 Tee Strainers
23-27 55 29 17 Y Strainers
23-27 55 29 19 Reverse Osmosis Units
23-27 55 29 21 Solid Separators
23-27 55 31 Liquid Chemical Feeders
23-27 55 31 11 Liquid Chemical Feeders
23-27 55 31 13 Solid Chemical Feeders
23-27 55 31 15 Gas Chemical Feeders
23-27 55 33 Liquid Treatment Package Units
23-27 55 33 11 Water Treatment Package Units
23-27 55 35 Liquid Separators
23-27 55 35 11 Centrifuge Liquid Separators
23-27 55 35 13 Demister Pad Liquid Separators
23-27 55 35 15 Electrical Cyclone Liquid Separators
23-27 55 35 17 Hydro Cyclone Liquid Separators
23-27 55 35 19 Mechanical Liquid Separators
23-27 55 35 21 Mist Eliminator Liquid Separators
23-27 55 35 23 Tangential Liquid Separators
23-27 55 35 25 Magnetic Electronic Water Treatment
23-27 55 35 27 Oil Water Curtain Separators
23-27 57 00 Gas Treatment Components
23-27 57 11 Vapor Traps
23-27 57 13 Extractors
23-27 57 13 11 Extractors for Process Air
23-27 57 15 Air Injectors
23-27 57 17 Air Ejectors
23-27 57 19 Air Scrubbers
23-27 57 19 11 Dual Throat Air Scrubbers
23-27 57 19 13 Multiple Venture Air Scrubbers
23-27 57 19 15 Packed Bed Air Scrubbers
23-27 57 21 Supply Gas Treatment
23-27 57 21 11 Steam Treatment
23-27 57 21 13 Fuel Gas Treatment
23-27 57 21 13 11 Gas Filters
23-27 57 23 Electronic Air Purifiers
23-27 57 25 Mechanically Aided Air Scrubbers
23-27 57 27 Air Filters
23-27 57 27 11 Air Filter Components
23-27 57 27 11 11 Air Filter Media
23-27 57 27 11 13 Control Air Filter Assemblies
23-27 57 27 13 High Efficiency Air Filters
23-27 57 27 15 ULPA Filters
23-27 57 27 17 HEPA Filters
23-27 57 27 19 Bag Filters
23-27 57 27 21 Air Filter Housings
23-27 57 27 23 Air Charcoal Filters
23-27 57 27 25 Roll Type Filters
23-27 57 29 Dust Collectors
23-27 57 31 Electronic Air Cleaners
23-27 57 33 Air Fresheners
23-27 57 35 Air Treatment Components
23-27 57 35 11 Air Deodorization Products
23-27 57 35 13 Moisture Absorbents
23-27 59 00 Recycling Equipment
23-27 59 11 Recycling Balers
23-27 59 11 11 Recycling Cardboard Balers
23-27 59 11 13 Recycling Paper Balers
23-27 59 11 15 Recycling Plastic Balers
23-27 59 11 17 Recycling Wood Balers
23-27 59 13 Recycling Bins
23-27 59 15 Recycling Compactors
23-27 59 15 11 Cardboard Compactors
23-27 59 15 13 Metal Compactors
23-27 59 15 15 Paper Compactors
23-27 59 15 17 Plastic Compactors
23-27 59 15 19 Trash Compactors
23-27 59 15 21 Wood Compactors
23-27 61 00 Incinerators
23-27 61 11 Trash Incinerators
23-27 61 13 Document Incinerators
23-27 63 00 Mechanical Insulation and Linings
23-27 63 11 Pipe Insulation
23-27 63 13 Equipment Insulation Blankets
23-27 65 00 Equipment Acoustic Insulation
23-27 65 11 Sound Dampening Equipment Mounts
23-27 67 00 Corrosion Proofing Equipment
23-27 67 11 Zinc Bars
23-27 67 13 Zinc Tapes
23-27 69 00 Antivibration Mountings
23-27 69 11 Vibration Equipment Mounts
23-27 71 00 Building Maintenance Equipment
23-27 71 11 Window Washing Systems
23-27 71 13 Building Maintenance Cradles and Platforms
23-27 71 15 Roof Trolley Systems
23-27 71 17 Traveling Ladder Systems
23-27 71 19 Ancillary Building Maintenance Items
23-27 71 19 11 Building Safety Tracks
23-27 71 19 13 Anchors for Building Maintenance
23-27 71 21 Fall Arrest Systems
23-29 00 00 Facility and Occupant Protection Products
23-29 11 00 Security Detection and Monitoring
23-29 11 11 Closed Circuit Television Equipment
23-29 11 11 11 Infra Red CCTV Cameras
23-29 11 11 13 Visual Light Wavelength CCTV Cameras
23-29 11 11 15 CCTV Camera Enclosures
23-29 11 11 17 Security Camera Controllers
23-29 11 11 19 Security Camera Multiplexors
23-29 11 11 21 Security Camera Monitoring System Panels
23-29 11 13 Security Video Imaging System Equipment
23-29 11 13 11 Security Video Monitors
23-29 11 13 13 Security Video Recorders
23-29 11 13 13 11 Security Analog Video Recorders
23-29 11 13 13 13 Security Digital Video Recorders
23-29 11 15 Explosive Detectors
23-29 11 15 11 Explosive Detector Sniffers
23-29 11 15 11 11 Chemical Explosive Detectors
23-29 11 15 11 13 Particulate Explosive Detectors
23-29 11 15 13 Explosive Detector Spectral Analyzers
23-29 11 17 Security Metal Detectors
23-29 11 17 11 Security Weather Resistant Walk Through Metal Detectors
23-29 11 17 13 Security Indoor Walk Through Metal Detectors
23-29 11 17 15 Security Hand Held Metal Detectors
23-29 11 19 Security X Ray Machines
23-29 11 19 11 Security X Ray Conveyor Machines
23-29 11 19 13 Security Personnel X Ray Machines
23-29 11 21 Security Sensors
23-29 11 21 11 Audio Security Sensors
23-29 11 21 13 Security Ground Loop Sensors
23-29 11 21 15 Infra Red Security Sensors
23-29 11 21 17 Ultrasonic Security Sensors
23-29 11 21 19 Security Vibration Sensors
23-29 11 23 Intrusion Detection Devices
23-29 11 23 11 Intrusion Detection Buried Cables
23-29 11 23 13 Intrusion Detection Fiber Optic Fence Line Loops
23-29 11 23 15 Intrusion Detection Microwave Alarms
23-29 11 23 17 Intrusion Detection Photoelectric Sensors
23-29 11 23 19 Intrusion Detection Door Monitoring Switches
23-29 11 23 21 Pressure Mats
23-29 11 23 23 Door Micro Switch Contacts
23-29 11 23 25 Window Micro Switch Contacts
23-29 11 23 27 Break Glass Detection
23-29 11 23 29 Movement Vibration Detection
23-29 11 23 31 Infra Red Radiation Personnel Detectors
23-29 11 23 33 Microwave Personnel Detectors
23-29 11 23 35 Security Autodialers
23-29 11 25 Presence Detection Registration
23-29 11 25 11 Personnel Clocking In and Recording Equipment
23-29 11 25 13 Surveillance Mirrors
23-29 11 25 15 Manual Alert Control
23-29 11 25 17 Security Door Bells
23-29 11 25 19 Security Buzzers
23-29 11 27 Security Keypads
23-29 11 27 11 Alarm Keypads
23-29 11 27 13 Security Keypads
23-29 11 29 Vehicle Inspection Devices
23-29 11 29 11 Undercarriage Inspection Lighting
23-29 13 00 Security Access Controls
23-29 13 11 Personnel Biometric Readers
23-29 13 11 11 Fingerprint Readers
23-29 13 11 13 Hand Geometry Readers
23-29 13 11 15 Iris Scanners
23-29 13 11 17 Retinal Scanners
23-29 13 11 19 Vein Recognition Readers
23-29 13 13 Personnel Card Readers
23-29 13 13 11 Personnel Contact Card Readers
23-29 13 13 11 11 Mag Stripe Personnel Contact Card Readers
23-29 13 13 11 13 Smart Card Personnel Contact Card Readers
23-29 13 13 11 15 Weigand Personnel Contact Card Readers
23-29 13 13 13 Personnel Contactless Card Readers
23-29 13 13 13 11 Barcode Personnel Contactless Card Readers
23-29 13 13 13 13 Near Field Proximity Personnel Contactless Card Readers
23-29 13 13 13 15 Proximity Personnel Contactless Card Readers
23-29 13 15 Personnel Counting Equipment
23-29 13 17 Security Door Answering Controls
23-29 13 19 Electronic Key Equipment
23-29 13 21 Security Personnel Access Keypads
23-29 13 23 Access Control Turnstiles
23-29 13 23 11 Waist Height Turnstiles
23-29 13 23 13 Full Height Turnstiles
23-29 13 23 15 Portable Post and Railing Barriers
23-29 15 00 Secure Storage Structures and Products
23-29 15 11 Vaults
23-29 15 11 11 Prefabricated Room Vaults
23-29 15 11 13 Commercial Vaults
23-29 15 11 15 Residential Vaults
23-29 15 13 Safes
23-29 15 13 11 Commercial Safes
23-29 15 13 13 Residential Safes
23-29 15 15 Lockers
23-29 15 15 11 Metal Lockers
23-29 15 15 13 Wood Lockers
23-29 15 15 15 Plastic Laminate Clad Lockers
23-29 15 15 17 Plastic Lockers
23-29 15 15 19 Glass Lockers
23-29 15 15 21 Wire Mesh Storage Lockers
23-29 17 00 Property Storage Locks
23-29 17 11 Bicycle Locks
23-29 17 13 Padlocks
23-29 17 13 11 Combination Padlocks
23-29 17 13 13 Pin Tumbler Padlocks
23-29 19 00 Chemical Biological Radiological Protection
23-29 19 11 Prefabricated Mail Screening Products
23-29 19 13 Biological Safety Cabinets
23-29 21 00 Equipment for Security of Information
23-29 21 11 Centralized Code Reading Equipment
23-29 23 00 Fireproofing Components
23-29 23 11 Fireproofing Gaskets
23-29 23 13 Fireproofing Fillers for Threaded Couplings
23-29 23 15 Fireproof Pipe Sleeves
23-29 23 17 Smoke Seals for Ductwork
23-29 25 00 Fire Fighting Equipment
23-29 25 11 Fire Fighting Terminals
23-29 25 11 11 Fire Fighting Terminal Components
23-29 25 11 13 Water Fire Fighting Terminals
23-29 25 11 15 Gaseous Fire Fighting Terminals
23-29 25 11 17 Foam Fire Fighting Terminals
23-29 25 11 19 Powder Fire Fighting Terminals
23-29 25 11 21 Fire Fighting Media
23-29 25 11 23 Fire Fighting Gas Terminals
23-29 25 13 Fire Hydrants
23-29 25 13 11 Dry Barrel Fire Hydrants
23-29 25 13 13 Wet Barrel Fire Hydrants
23-29 25 15 Fire Hose Equipment
23-29 25 15 11 Fire Hoses
23-29 25 15 13 Fire Hose Outlets
23-29 25 15 15 Cabinets for Fire Hoses
23-29 25 15 17 Fire Hose Reels
23-29 25 15 19 Fire Hose Connectors
23-29 25 15 19 11 Fire Fighting Standpipes
23-29 25 15 19 13 Fire Fighting Pumper Connections
23-29 25 17 Fire Nozzles
23-29 25 17 11 Fire Fog Nozzles
23-29 25 17 13 Fire Stream Nozzles
23-29 25 17 15 Fire Electrical Rated Nozzles
23-29 25 19 Fire Extinguishers
23-29 25 19 11 Stored Pressure Fire Extinguishers
23-29 25 19 11 11 Stored Pressure Fire Extinguishers With Gauge
23-29 25 19 13 Non Stainless Steel Fire Extinguishers
23-29 25 19 15 Non Rechargeable Fire Extinguishers
23-29 25 19 17 Gas Cart Fire Extinguishers
23-29 25 19 17 11 Gas Cart Fire Extinguishers With Gauge
23-29 25 19 19 Foam Fire Extinguishers
23-29 27 00 Fire Ventilation Equipment
23-29 27 11 Fire Fighting Smoke Extractors
23-29 29 00 Fire Detection Devices
23-29 29 11 Fire Alarm Pull Stations
23-29 29 11 11 Addressable Fire Alarm Pull Stations
23-29 29 11 13 Non Addressable Fire Alarm Pull Stations
23-29 29 13 Fire Detectors
23-29 29 13 11 Smoke Detectors
23-29 29 13 11 11 Spot Type Photoelectric Smoke Detectors
23-29 29 13 11 13 Spot Type Ionization Smoke Detectors
23-29 29 13 11 15 Spot Type Duct Photoelectric Smoke Detectors
23-29 29 13 11 17 Spot Type Duct Ionization Smoke Detectors
23-29 29 13 11 19 Beam Type Smoke Detectors
23-29 29 13 13 Heat Detectors
23-29 29 13 13 11 Fixed Temperature Heat Detectors
23-29 29 13 13 13 Rate of Rise Heat Detectors
23-29 29 13 15 Flame Detectors
23-29 29 13 17 Spark and Ember Detectors
23-29 29 13 19 Radiant Energy Detectors
23-29 29 15 Fire Switches
23-29 29 15 11 Pressure Fire Alarm Water Flow Switches
23-29 29 15 13 Paddle Fire Alarm Water Flow Switches
23-29 29 15 15 Fire Tamper Switches
23-29 31 00 Fire Notification Appliances
23-29 31 11 Fire Alarm Annunicator Panels
23-29 31 11 11 Audible Fire Alarm Annunicator Panels
23-29 31 11 13 Visible Fire Alarm Annunicator Panels
23-29 31 11 15 Combination Fire Alarm Annunicator Panels
23-29 31 13 Fire Alarm Control Panels
23-29 31 13 11 Main Fire Alarm Control Panels
23-29 31 13 13 Secondary Fire Alarm Control Panels
23-29 31 13 15 Fire Alarm Audio Control Panels
23-29 31 13 17 Fire Alarm Smoke Control Panels
23-29 31 15 Audible Fire Notification Devices
23-29 31 15 11 Audible Fire Notification Devices Bell
23-29 31 15 13 Audible Fire Notification Devices Horn
23-29 31 15 15 Audible Fire Notification Devices Chime
23-29 31 15 17 Audible Fire Notification Devices Speaker
23-29 31 17 Visible Fire Notification Devices
23-29 31 17 11 Visible Fire Notification Device Lights
23-29 31 19 Combination Audible and Visible Fire Notification Devices
23-29 31 21 Fire Alarm Communicators
23-29 31 23 Fire Alarm Central Stations
23-29 31 23 11 Fire Alarm Central Station Transmitters
23-29 31 23 13 Fire Alarm Central Station Receivers
23-29 31 23 15 Fire Alarm Central Station Combination Transmitter and Receivers
23-29 31 25 Fire Alarm Event Recorders
23-29 31 27 Fire Alarm Event Printers
23-29 31 29 Fire Alarm Remote Controllers
23-29 31 31 Fire Alarm Remote Amplifiers
23-29 31 33 Fire Pump Controllers
23-29 31 35 Jockey Pump Controllers
23-29 33 00 Fire Suppression System Components
23-29 33 11 Water Based Suppression Equipment
23-29 33 11 11 Pendant Sprinkler Heads
23-29 33 11 11 11 Wet Pendant Sprinkler Heads
23-29 33 11 11 13 Dry Pendant Sprinkler Heads
23-29 33 11 11 15 Open Pendant Sprinkler Heads
23-29 33 11 13 Upright Sprinkler Heads
23-29 33 11 13 11 Wet Upright Sprinkler Heads
23-29 33 11 13 13 Dry Upright Sprinkler Heads
23-29 33 11 13 15 Open Upright Sprinkler Heads
23-29 33 11 15 Side Wall Sprinkler Heads
23-29 33 11 15 11 Wet Side Wall Sprinkler Heads
23-29 33 11 15 13 Dry Side Wall Sprinkler Heads
23-29 33 11 17 Dry Pipe Valves
23-29 33 11 19 Water Mist Systems
23-29 33 13 Non Water Based Suppression Equipment
23-29 33 13 11 Clean Agent Gaseous Suppression Equipment
23-29 33 13 13 Carbon Dioxide Suppression Equipment
23-29 33 13 15 Halon Suppression Equipment
23-29 33 13 17 Wet Chemical Fire Suppression Equipment
23-29 33 13 19 Dry Chemical Fire Suppression Equipment
23-29 33 13 21 Foam Fire Suppression Equipment
23-29 33 15 Fire Blankets
23-29 35 00 Fire Rescue Component
23-29 35 11 Evacuation Chairs
23-29 35 13 Evacuation Slides
23-29 37 00 Occupational Safety and Health Equipment
23-29 37 11 Emergency Drench Hoses
23-29 37 13 Emergency Eye Wash Stations
23-29 37 13 11 Counter Top Eye Wash Stations
23-29 37 13 13 Floor Mounted Eye Wash Stations
23-29 37 13 15 Combination Emergency Eye Wash Stations
23-29 37 13 17 Dedicated Emergency Eye Wash Stations
23-29 37 15 Emergency Showers
23-29 37 15 11 Combination Emergency Showers
23-29 37 15 13 Dedicated Emergency Showers
23-29 39 00 Environmental Safety Equipment
23-29 39 11 Environmental Spill Kits
23-29 39 13 Pollution Monitoring and Control
23-29 39 13 11 Air Pollution Monitoring Systems
23-29 39 13 13 Water Pollution Monitoring Systems
23-29 39 15 Built In Failure Detection
23-29 39 15 11 Infiltration Detection
23-29 39 15 13 Service Leak Detection
23-29 39 15 13 11 Gas Leak Detection Agents
23-29 39 15 13 13 Water Leak Detection
23-31 00 00 Plumbing Specific Products and Equipment
23-31 11 00 Faucets
23-31 11 11 Ball Faucets
23-31 11 11 11 Sink Ball Faucets
23-31 11 11 13 Bathtub Ball Faucets
23-31 11 11 15 Shower Ball Faucets
23-31 11 13 Compression Faucets
23-31 11 13 11 Sink Compression Faucets
23-31 11 13 13 Bathtub Compression Faucets
23-31 11 13 15 Shower Compression Faucets
23-31 11 15 Cartridge Faucets
23-31 11 15 11 Sink Cartridge Faucets
23-31 11 15 13 Bathtub Cartridge Faucets
23-31 11 15 15 Shower Cartridge Faucets
23-31 11 17 Disc Faucets
23-31 11 17 11 Sink Disc Faucets
23-31 11 17 13 Bathtub Disc Faucets
23-31 11 17 15 Shower Disc Faucets
23-31 11 19 Faucet Mixing Valves
23-31 11 19 11 Thermostatically Controlled Faucet Mixing Valves
23-31 11 19 13 Pressure Sensitive Faucet Mixing Valves
23-31 11 19 15 Pressure Balanced Faucet Mixing Valves
23-31 13 00 Sinks
23-31 13 11 Single Sinks
23-31 13 13 Dual Sinks
23-31 13 15 Multiple Sinks
23-31 13 17 Sink Components
23-31 13 17 11 Sink Splashbacks
23-31 13 17 13 Sink Drains
23-31 13 19 Specialty Sinks
23-31 13 19 11 Sacristy
23-31 13 19 13 Darkroom Sinks
23-31 13 19 15 Hairdressing Sinks
23-31 13 19 17 Mop Sinks
23-31 13 19 19 Service Sinks
23-31 15 00 Bathtubs
23-31 15 11 Bath Shower Units
23-31 15 13 Sitz Baths
23-31 15 15 Jacuzzi Baths
23-31 15 17 Bathtub Components
23-31 15 17 11 Bathtub Enclosures
23-31 15 17 13 Bathtub Splashbacks
23-31 15 17 15 Bathtub Panels
23-31 15 17 17 Bathtub Seats
23-31 15 17 19 Bathtub Screens
23-31 15 17 21 Bathtub Grab Bars
23-31 15 17 23 Bathtub Drains
23-31 17 00 Showers
23-31 17 11 Shower Compartments
23-31 17 13 Shower Receptors
23-31 17 15 Shower Enclosure Bases
23-31 17 17 Shower Enclosures
23-31 17 19 Shower Head Fixtures
23-31 17 21 Shower Splashbacks
23-31 17 23 Shower Seats
23-31 17 25 Shower Screens
23-31 17 27 Shower Curtains
23-31 17 29 Shower Drains
23-31 17 31 Shower Rods
23-31 19 00 Toilets
23-31 19 11 Combination Toilets
23-31 19 11 11 Detention Combination Toilets
23-31 19 13 Incinerating Toilets
23-31 19 15 Tankless Toilets
23-31 19 15 11 Floor Mounted Tankless Toilets
23-31 19 15 13 Wall Mounted Tankless Toilets
23-31 19 17 Toilets With Tank
23-31 19 17 11 Floor Mounted Toilets With Tank
23-31 19 17 13 Wall Mounted Toilets With Tank
23-31 19 19 Water Closets
23-31 19 19 11 Water Operated Water Closets
23-31 19 19 13 Chemical Biological Sanitary Disposal Units
23-31 19 19 15 Sanitary Macerators
23-31 19 19 17 Water Closet Seats
23-31 19 19 19 Water Closet Tanks
23-31 19 19 21 Sanitary Disposal Connectors
23-31 21 00 Urinals
23-31 21 11 Incinerating Urinals
23-31 21 13 Water Flush Urinals
23-31 21 13 11 Floor Water Flush Urinals
23-31 21 13 13 Wall Mounted Water Flush Urinals
23-31 21 15 Waterless Urinals
23-31 21 15 11 Floor Waterless Urinals
23-31 21 15 13 Wall Mounted Waterless Urinals
23-31 23 00 Bidets
23-31 25 00 Toilet and Bath Specialties
23-31 25 11 Restroom Partitions
23-31 25 11 11 Toilet Partitions
23-31 25 11 13 Toilet Door Partitions
23-31 25 11 15 Urinal Partitions
23-31 25 11 17 Shower Partitions
23-31 25 13 Bathroom Cabinets
23-31 25 15 Hand Dryers
23-31 25 17 Hair Dryers
23-31 25 19 Restroom Paper Towel Accessories
23-31 25 19 11 Paper Towel Dispensers
23-31 25 19 13 Paper Towel Dispenser With Disposal Units
23-31 25 21 Toilet Paper Dispensers
23-31 25 23 Feminine Hygiene Components
23-31 25 23 11 Sanitary Napkin Dispensers
23-31 25 23 13 Sanitary Napkin Dispenser With Disposal Units
23-31 25 23 15 Tampon Dispensers
23-31 25 23 17 Tampon Dispenser With Disposal Units
23-31 25 23 19 Combination Sanitary Napkin and Tampon Dispensers
23-31 25 23 21 Combination Sanitary Napkin and Tampon Dispenser With Disposal Units
23-31 25 25 Towel Bars
23-31 25 25 11 Electric Heated Towel Bars
23-31 25 25 13 Water Heated Towel Bars
23-31 25 27 Robe Hooks
23-31 25 29 Restroom Hand Soap Components
23-31 25 29 11 Hand Soap Holders
23-31 25 29 13 Hand Soap Dispensers
23-31 25 31 Diaper Changing Units
23-31 25 33 Bathroom Deodorizers
23-31 27 00 Floor Drains
23-31 27 11 Floor Drain Plugs
23-31 27 13 Floor Drain Plug Chains
23-31 27 15 Floor Drain Covers
23-31 29 00 Hot Water Heaters
23-31 29 11 Instantaneous Hot Water Heaters
23-31 29 11 11 Electric Instantaneous Hot Water Heaters
23-31 29 11 13 Gas Instantaneous Hot Water Heaters
23-31 29 13 Hot Water Tank Heaters
23-31 29 13 11 Hot Water Tank Electric Heaters
23-31 29 13 13 Hot Water Tank Gas Heaters
23-31 29 13 15 Hot Water Tank Steam Heaters
23-31 29 13 17 Hot Water Tank Fuel Oil Heaters
23-31 31 00 Drinking Fountains
23-31 31 11 Drinking Fountain With Coolers
23-31 31 13 Drinking Fountains With Direct Expansion Cooling
23-31 33 00 Complete Sanitary Suites
23-31 33 11 Complete Bathroom Suites
23-31 35 00 Plumbing Tubing
23-31 35 11 Tubing Reducers
23-31 35 13 Tubing Couplings
23-31 35 15 Tubing Elbows
23-31 35 17 Tubing Plugs
23-31 35 19 Tubing Tees
23-33 00 00 HVAC Specific Products and Equipment
23-33 11 00 Commercial Boilers
23-33 11 11 Boiler Controls
23-33 11 11 11 Boiler Control Panels
23-33 11 11 13 Boiler Burner Controls
23-33 11 13 Condensing Boilers
23-33 11 15 Fire Tube Boilers
23-33 11 15 11 High Pressure Steam Fire Tube Boilers
23-33 11 15 13 High Temperature Hot Water Fire Tube Boilers
23-33 11 15 15 Low Pressure Steam Fire Tube Boilers
23-33 11 15 17 Low Temperature Hot Water Fire Tube Boilers
23-33 11 17 Flexible Tube Boilers
23-33 11 17 11 High Pressure Steam Flexible Tube Boilers
23-33 11 17 13 High Temperature Hot Water Flexible Tube Boilers
23-33 11 17 15 Low Pressure Steam Flexible Tube Boilers
23-33 11 17 17 Low Temperature Hot Water Flexible Tube Boilers
23-33 11 19 Sectionalized Cast Iron Boilers
23-33 11 19 11 Low Pressure Steam Sectionalized Cast Iron Boilers
23-33 11 19 13 Low Temperature Hot Water Sectionalized Cast Iron Boilers
23-33 11 21 Water Tube Boilers
23-33 11 21 11 High Pressure Steam Water Tube Boilers
23-33 11 21 13 High Temperature Hot Water Water Tube Boilers
23-33 11 21 15 Low Pressure Steam Water Tube Boilers
23-33 11 21 17 Low Temperature Hot Water Water Tube Boilers
23-33 11 22 Electric Boilers
23-33 11 23 Boiler Components
23-33 11 23 11 Boiler Joint Fillers and Sealants
23-33 11 23 13 Boiler Fuel Burners
23-33 11 23 15 Boiler Fuel Oil Filters
23-33 11 23 17 Boiler Nozzles
23-33 11 23 19 Boiler Induction Blowers
23-33 11 23 21 Boiler Fuel Gas Heat Recovery Devices
23-33 11 23 23 Boiler Draft Fans
23-33 13 00 Furnaces
23-33 13 11 Furnace Controls
23-33 13 11 11 Furnace Control Panels
23-33 13 11 13 Furnace Burner Controls
23-33 13 13 Coal Fired Furnaces
23-33 13 15 Electric Resistance Furnaces
23-33 13 17 Natural Gas Fired Furnaces
23-33 13 19 Gasoline Fired Furnaces
23-33 13 21 Fuel Oil Fired Furnaces
23-33 13 23 Oil Fired Furnaces
23-33 13 25 Propane Fired Furnaces
23-33 13 27 Furnace Components
23-33 13 27 11 Furnace Joint Fillers and Sealants
23-33 13 27 13 Furnace Fuel Burners
23-33 13 27 15 Furnace Fuel Oil Filters
23-33 13 27 17 Furnace Nozzles
23-33 13 27 19 Furnace Fuel Gas Heat Recovery Devices
23-33 15 00 HVAC Heating Units
23-33 15 11 Propane HVAC Heaters
23-33 15 11 11 Indoor Propane HVAC Heaters
23-33 15 11 13 Outdoor Propane HVAC Heaters
23-33 15 13 Heating Stoves
23-33 15 13 11 Cast Iron Heating Stoves
23-33 15 13 13 Stone Heating Stoves
23-33 15 13 15 Welded Steel Heating Stoves
23-33 15 13 17 Heating Stove Components
23-33 15 13 17 11 Heating Stove Fenders
23-33 15 13 17 13 Heating Stove Hoods
23-33 15 13 17 15 Heating Stove Pipes
23-33 15 15 Specialized Surface Heating Products
23-33 15 15 11 Heating Sheets
23-33 15 15 11 11 Heating Sheets for Walls
23-33 15 15 11 13 Heating Sheets for Ceilings
23-33 15 15 11 15 Embedded Electric Heating Sheets
23-33 15 15 11 17 Heating Sheets for Glazing
23-33 15 15 13 Heating Cables
23-33 15 15 15 Pipe Heat Tape
23-33 15 15 17 Cable Heat Trace
23-33 15 15 19 Heated Ceiling Panels
23-33 15 15 21 Pipe Heat Tracing
23-33 15 17 Fuel Fired HVAC Heaters
23-33 15 17 11 Fuel Fired HVAC Duct Heaters
23-33 15 17 13 Fuel Fired HVAC Radiant Heaters
23-33 15 17 15 Fuel Fired HVAC Unit Heaters
23-33 15 17 17 Fuel Fired HVAC Air Heaters
23-33 15 19 Forced Air Fuel Fired HVAC Heaters
23-33 15 19 11 Forced Air Fuel Fired HVAC Duct Heaters
23-33 15 19 13 Forced Air Fuel Fired HVAC Radiant Heaters
23-33 15 19 15 Forced Air Fuel Fired HVAC Unit Heaters
23-33 15 19 17 Forced Air Fuel Fired HVAC Air Heaters
23-33 15 21 Hydronic HVAC Heaters
23-33 15 21 11 Cast Iron Radiators
23-33 15 21 13 Finned Tube Radiators
23-33 15 21 15 Plate Radiators
23-33 15 21 17 Radiation Heating Panels
23-33 15 23 Forced Air Hydronic HVAC Heaters
23-33 15 23 11 Forced Air Cast Iron Radiators
23-33 15 23 13 Forced Air Finned Tube Radiators
23-33 15 23 15 Forced Air Plate Radiators
23-33 15 23 17 Forced Air Radiation Heating Panels
23-33 15 25 Electric HVAC Heaters
23-33 15 25 11 Halogen Electric HVAC Heaters
23-33 15 25 13 Infrared Plate HVAC Heaters
23-33 15 25 15 Ultraviolet HVAC Heaters
23-33 15 25 17 Electric HVAC Resitive Unit Heaters
23-33 15 27 Forced Air Electric HVAC Heaters
23-33 15 27 11 Forced Air Halogen Electric HVAC Heaters
23-33 15 27 13 Forced Air Infrared Plate HVAC Heaters
23-33 15 27 15 Forced Air Ultraviolet HVAC Heaters
23-33 15 27 17 Forced Air Electric HVAC Resitive Unit Heaters
23-33 15 29 HVAC Steam Hot Water Converters
23-33 17 00 Heat Pumps
23-33 17 11 Packaged Heat Pumps
23-33 17 11 11 Air Source Packaged Heat Pumps
23-33 17 11 13 Water Source Packaged Heat Pumps
23-33 17 13 Split System Heat Pumps
23-33 17 13 11 Air Source Split System Heat Pumps
23-33 17 13 13 Water Source Split System Heat Pumps
23-33 19 00 Cooling and Freeze Components
23-33 19 11 Cooling Freeze Plant Accessories
23-33 19 11 11 Refrigerant Liquid
23-33 21 00 Chillers
23-33 21 11 Absorption Chillers
23-33 21 11 11 Direct Fired Absorption Chillers
23-33 21 11 13 Steam Absorption Chillers
23-33 21 13 Chillers
23-33 21 13 11 Central Package Unit Chillers
23-33 21 13 13 Centrifugal Chillers
23-33 21 13 13 11 Packaged Centrifugal Chillers
23-33 21 13 13 13 Split System Centrifugal Chillers
23-33 21 13 15 Reciprocating Chillers
23-33 21 13 15 11 Packaged Reciprocating Chillers
23-33 21 13 15 13 Split System Reciprocating Chillers
23-33 21 13 17 Rotary Chillers
23-33 21 13 17 11 Packaged Rotary Chillers
23-33 21 13 17 13 Split System Rotary Chillers
23-33 21 13 19 Rotary Screw Chillers
23-33 21 13 19 11 Packaged Rotary Screw Chillers
23-33 21 13 19 13 Split System Rotary Screw Chillers
23-33 21 13 21 Screw Chillers
23-33 21 13 21 11 Packaged Screw Chillers
23-33 21 13 21 13 Split System Screw Chillers
23-33 21 13 23 Scroll Chillers
23-33 21 13 23 11 Packaged Scroll Chillers
23-33 21 13 23 13 Split System Scroll Chillers
23-33 23 00 Cooling Towers
23-33 23 11 Mechanical Draft Cooling Towers
23-33 23 13 Natural Draft Cooling Towers
23-33 23 15 Cooling Ponds
23-33 25 00 Air Handling Units
23-33 25 11 Built Up Air Handling Units
23-33 25 11 11 Built Up Indoor Air Handling Units
23-33 25 11 13 Built Up Rooftop Air Handling Units
23-33 25 13 Customized Air Handling Units
23-33 25 13 11 Customized Indoor Air Handling Units
23-33 25 13 13 Customized Rooftop Air Handling Units
23-33 25 15 Heating and Ventilating Units
23-33 25 17 Modular Air Handling Units
23-33 25 17 11 Modular Indoor Air Handling Units
23-33 25 17 13 Modular Rooftop Air Handling Units
23-33 25 19 Pre Fabricated Air Handling Units
23-33 27 00 Air Humidity Control Equipment
23-33 27 11 Air Washers
23-33 27 11 11 Convection Air Washers
23-33 27 11 13 Evaporative Air Washers
23-33 27 13 Dehumidifiers
23-33 27 13 11 Dehumidifiers
23-33 27 13 11 11 Swimming Pool Dehumidification Units
23-33 27 13 13 Permanently Installed Dehumidifiers
23-33 27 13 15 Portable Dehumidifiers
23-33 27 15 Air Humidifiers
23-33 27 17 Vaporizers
23-33 29 00 HVAC Dampers
23-33 29 11 3 Way Diverter Dampers
23-33 29 13 Backdraft Dampers
23-33 29 13 11 Opposed Blade Backdraft Dampers
23-33 29 13 11 11 Spring Loaded Opposed Blade Backdraft Dampers
23-33 29 13 11 13 Counter Weight Balanced Opposed Blade Backdraft Dampers
23-33 29 13 13 Parallel Backdraft Dampers
23-33 29 13 13 11 Spring Loaded Parallel Backdraft Dampers
23-33 29 13 13 13 Counter Weight Balanced Parallel Backdraft Dampers
23-33 29 15 Bi Plane Dampers
23-33 29 17 Butterfly Dampers
23-33 29 17 11 Automatically Control Butterfly Dampers
23-33 29 17 13 Manual Butterfly Dampers
23-33 29 19 Dampers
23-33 29 19 11 Automatically Control Dampers
23-33 29 19 13 Manual Dampers
23-33 29 21 Diffuser Firestop Flaps
23-33 29 23 Fire Dampers
23-33 29 23 11 Manual Fire Dampers
23-33 29 23 13 Automatic Fire Dampers
23-33 29 25 Smoke Dampers
23-33 29 25 11 Manual Smoke Dampers
23-33 29 25 13 Automatic Smoke Dampers
23-33 29 27 Non Return Dampers
23-33 29 29 Guillotine Dampers
23-33 29 31 Louvre Dampers
23-33 29 31 11 Louvre Dampers with Opposed Blade Motion
23-33 29 33 Movable Blade Wall Louvers
23-33 29 33 11 Double Panel Wall Louvers
23-33 29 35 Static Pressure Regulating Dampers
23-33 29 37 Volume Control Dampers
23-33 29 37 11 Opposed Blade Volume Control Dampers
23-33 29 37 11 11 Manual Opposed Blade Volume Control Dampers
23-33 29 37 11 13 Automatic Opposed Blade Volume Control Dampers
23-33 29 37 13 Parallel Volume Control Dampers
23-33 29 37 13 11 Manual Parallel Volume Control Dampers
23-33 29 37 13 13 Automatic Parallel Volume Control Dampers
23-33 29 39 Fire Shutters for Air Ductwork
23-33 31 00 Air Circulators
23-33 31 11 Air Curtains
23-33 31 11 11 Heated Air Curtains
23-33 31 11 13 Non Heated Air Curtains
23-33 31 13 Blowers
23-33 31 13 11 Permanently Installed Blowers
23-33 31 13 13 Portable Blowers
23-33 31 15 Exhaust Hoods
23-33 31 15 11 Canopy Exhaust Hoods
23-33 31 15 13 Chemical Fume Hoods
23-33 31 15 15 Perchloric Acid Fume Hoods
23-33 31 15 17 Radio Isotope Fume Hoods
23-33 31 15 19 Snorkel Exhaust Hoods
23-33 31 15 21 Grease Exhaust Hoods
23-33 31 17 Exhaust Hood Fire Suppression System
23-33 31 17 11 Chemical Exhaust Hood Fire Suppression Systems
23-33 31 17 13 Gas Exhaust Hood Fire Suppression Systems
23-33 31 19 Fans
23-33 31 19 11 Axial Fans
23-33 31 19 11 11 Axial Plug Fans
23-33 31 19 11 13 Axial Vane Fans
23-33 31 19 11 15 Ceiling Fans
23-33 31 19 11 17 Propeller Fans
23-33 31 19 11 19 Tube Axial Fans
23-33 31 19 11 21 Variable Pitch Axial Vane Fans
23-33 31 19 13 Centrifugal Fans
23-33 31 19 13 11 Centrifugal Plug Fans
23-33 31 19 13 13 Double Inlet Centrifugal Fans
23-33 31 19 13 15 Single Inlet Centrifugal Fans
23-33 31 21 Power Ventilators
23-33 31 21 11 Centrifugal Power Ventilators
23-33 31 21 11 11 Down Blast Centrifugal Power Ventilators
23-33 31 21 11 13 Up Blast Centrifugal Power Ventilators
23-33 31 21 13 Propeller Power Ventilators
23-33 31 21 13 11 Down Blast Propeller Power Ventilators
23-33 31 21 13 13 Up Blast Propeller Power Ventilators
23-33 33 00 HVAC Fan Coil Units
23-33 33 11 Fan Coil Units
23-33 33 11 11 Fan Coil Cooling Units
23-33 33 11 11 11 2 Pipe Fan Coil Cooling Units
23-33 33 11 11 13 4 Pipe Fan Coil Cooling Units
23-33 33 11 13 Fan Coil Heating Units
23-33 33 11 13 11 4 Pipe Fan Coil Heating Units
23-33 33 11 13 13 2 Pipe Fan Coil Heating Units
23-33 33 11 15 Fan Coil Heating and Cooling Units
23-33 33 11 15 11 2 Pipe Fan Coil Heating and Cooling Units
23-33 33 11 15 13 4 Pipe Fan Coil Heating and Cooling Units
23-33 35 00 HVAC Coils
23-33 35 11 HVAC Coils
23-33 35 11 11 HVAC Glycol Coils
23-33 35 11 13 HVAC Steam Coils
23-33 35 11 15 HVAC Water Coils
23-33 37 00 Refrigerant Condensing Units
23-33 37 11 Packaged Refrigerant Coils and Fan Units
23-33 37 13 Refrigerant Condensing Coils
23-33 37 15 Refrigerant Evaporators
23-33 39 00 Air Conditioning Equipment
23-33 39 11 Air Conditioners
23-33 39 11 11 Room Air Conditioners
23-33 39 13 High Pressure Air Conditioning Units
23-33 39 15 Make Up Air Units
23-33 39 15 11 Make Up Air Units With Heat
23-33 39 15 13 Make Up Air Units Without Heat
23-33 39 17 Packaged Air Conditioners
23-33 39 17 11 Dual Pack Packaged Air Conditioners
23-33 39 17 11 11 Air Cooled Dual Pack Packaged Air Conditioners
23-33 39 17 11 13 Water Cooled Dual Pack Packaged Air Conditioners
23-33 39 17 13 Single Pack Packaged Air Conditioners
23-33 39 17 13 11 Air Cooled Single Pack Packaged Air Conditioners
23-33 39 17 13 13 Water Cooled Single Pack Packaged Air Conditioners
23-33 39 17 13 15 Unitary Air Conditioning Equipment
23-33 39 19 Packaged Terminal Air Conditioning Units
23-33 39 19 11 Fixed Packaged Terminal Air Conditioners
23-33 39 19 11 11 Air Cooled Fixed Packaged Terminal Air Conditioners
23-33 39 19 11 13 Water Cooled Fixed Packaged Terminal Air Conditioners
23-33 39 19 13 Portable Packaged Terminal Air Conditioners
23-33 39 19 13 11 Air Cooled Portable Packaged Terminal Air Conditioners
23-33 39 19 13 13 Water Cooled Portable Packaged Terminal Air Conditioners
23-33 39 19 15 Window Packaged Terminal Air Conditioners
23-33 39 19 15 11 Air Cooled Window Packaged Terminal Air Conditioners
23-33 39 19 15 13 Water Cooled Window Packaged Terminal Air Conditioners
23-33 39 21 Split System Air Conditioning Units
23-33 41 00 HVAC Air Terminals
23-33 41 11 Fan Powered Terminal Air Units
23-33 41 11 11 Mixing Fan Powered Terminal Air Units
23-33 41 11 11 11 Single Duct Mixing Fan Powered Terminal Air Units
23-33 41 11 11 13 Dual Duct Mixing Fan Powered Terminal Air Units
23-33 41 11 13 Non Mixing Fan Powered Terminal Air Units
23-33 41 11 13 11 Single Duct Mixing Fan Powered Terminal Air Units
23-33 41 11 13 13 Dual Duct Mixing Fan Powered Terminal Air Units
23-33 41 13 Induction Terminal Air Units
23-33 41 13 11 Constant Volume Air Induction Terminal Air Units
23-33 41 13 11 11 Single Duct Constant Volume Air Induction Terminal Air Units
23-33 41 13 11 13 Dual Duct Constant Volume Air Induction Terminal Air Units
23-33 41 13 13 Variable Air Volume Induction Terminal Air Units
23-33 41 13 13 11 Single Duct Variable Air Volume Induction Terminal Air Units
23-33 41 13 13 13 Dual Duct Variable Air Volume Induction Terminal Air Units
23-33 41 15 HVAC Mixing Boxes
23-33 41 17 Terminal Air Units
23-33 41 17 11 Constant Volume Air Terminal Units
23-33 41 17 11 11 Dual Duct Constant Volume Air Terminal Units
23-33 41 17 11 13 Single Duct Constant Volume Air Terminal Units
23-33 41 17 13 Variable Air Volume Terminal Units
23-33 41 17 13 11 Dual Duct Variable Air Volume Terminal Units
23-33 41 17 13 13 Single Duct Variable Air Volume Terminal Units
23-33 41 19 Exhaust Terminals
23-33 43 00 HVAC Condenser Units
23-33 43 11 Air Cooled Condenser Units
23-33 43 11 11 Indoor Air Cooled Condenser Units
23-33 43 11 13 Outdoor Air Cooled Condenser Units
23-33 43 13 Evaporative Condenser Units
23-33 43 15 Refrigeration Condenser Units
23-33 43 15 11 Air Cooled Refrigeration Condenser Units
23-33 43 15 13 Water Cooled Refrigeration Condenser Units
23-33 43 17 Water Cooled Condenser Units
23-33 43 17 11 Indoor Water Cooled Condenser Units
23-33 45 00 HVAC Coolers
23-33 45 11 HVAC Dry Coolers
23-33 45 13 HVAC Evaporative Coolers
23-33 47 00 Air Dryers
23-33 47 11 Refrigerated Air Dryers
23-33 47 13 Regenerative Desiccant Air Dryers
23-33 49 00 HVAC Ductwork
23-33 49 11 Ventilation Diffusers
23-33 49 11 11 Ceiling Ventilation Diffusers
23-33 49 11 11 11 Ceiling Linear Ventilation Diffusers
23-33 49 11 13 Wall Ventilation Diffusers
23-33 49 11 15 Floor Ventilation Diffusers
23-33 49 13 Ventilation Ducts
23-33 49 13 11 Round Ventilation Ducts
23-33 49 13 11 11 Flexible Ventilation Ducts
23-33 49 13 13 Square Ventilation Ducts
23-33 49 15 Duct Access Panels
23-33 49 17 Duct Insulation
23-33 49 17 11 Duct Covering Insulation
23-33 49 17 13 Duct Liner Insulation
23-33 49 19 Ductwork Distribution Collectors
23-33 49 21 Ductwork Expansion Vessels
23-33 49 21 11 Air Outlets and Inlets
23-33 49 21 13 Ductwork Guide Vanes
23-33 49 21 15 Ductwork Air Mixers
23-33 49 21 17 Ductwork Sound Attenuators
23-33 49 23 Grilles
23-33 49 23 11 Exhaust Air Grilles
23-33 49 23 13 Return Air Grilles
23-33 49 23 15 Supply Air Grilles
23-33 49 23 17 Transfer Air Grilles
23-33 49 25 Ventilation Registers
23-33 49 25 11 Exhaust Air Ventilation Registers
23-33 49 25 13 Return Air Ventilation Registers
23-33 49 25 15 Supply Air Ventilation Registers
23-33 49 27 Ventilators
23-33 49 27 11 Gravity Ventilators
23-33 49 27 13 Intake and Relief Ventilators
23-33 49 27 15 Relief Ventilators
23-33 49 27 17 Intake Ventilators
23-33 49 29 Air Ductwork Accessories
23-33 49 29 11 Access Fittings for Air Ductwork
23-33 49 29 13 Couplings for Air Ductwork
23-33 49 29 15 Hangers for Air Ductwork
23-33 49 29 17 Supports for Air Ductwork
23-33 49 29 19 Mechanical Fasteners for Air Ductwork
23-33 51 00 HVAC Specialized Equipment
23-33 51 11 Refrigerant Monitors
23-33 51 13 Refrigerant Purge Units
23-33 51 15 Ultraviolet Disinfection Lighting
23-33 53 00 Solar Water Heating Equipment
23-33 53 11 Solar Water Heating Packaged Units
23-33 53 13 Solar Water Heating Collector Components
23-33 53 13 11 Solar Water Heating Absorber Plates
23-33 53 13 13 Solar Water Heating Absorber Tubing
23-33 53 13 15 Solar Water Heating Coatings and Surface Treatment
23-33 53 13 17 Solar Water Heating Collector Insulation
23-33 53 13 19 Solar Water Heating Glazing
23-33 53 13 21 Solar Water Heating Housing and Framing
23-33 53 13 23 Solar Water Heating Reflectors
23-33 53 15 Solar Water Heating Collector Units
23-33 53 15 11 Solar Water Heating Flat Plate Collectors
23-33 53 15 13 Solar Water Heating Concentrating Collectors
23-33 53 15 15 Solar Water Heating Vacuum Tube Collectors
23-33 55 00 Energy HVAC Recovery Equipment
23-33 55 11 Heat Pipes
23-33 55 13 Heat Wheels
23-35 00 00 Electrical and Lighting Specific Products and Equipment
23-35 11 00 Electrical Generators
23-35 11 11 Single Unit Electrical Generators
23-35 11 11 11 Engine Electrical Generators
23-35 11 11 13 Motor Electrical Generators
23-35 11 12 Single Unit Electrical Generator Engines
23-35 11 12 11 Electrical Generation Diesel Engines
23-35 11 12 13 Electrical Generation Gas Engines
23-35 11 12 15 Electrical Generation Natural Gas Engines
23-35 11 12 15 11 Electrical Generation Natural Gas Turbines
23-35 11 12 17 Electrical Generation Steam Turbines
23-35 11 13 Motor Generator Sets
23-35 11 13 11 Alternating Current Frequency Converters
23-35 11 13 13 Alternating Current Generator Sets
23-35 11 13 15 Direct Current Generator Sets
23-35 11 13 17 Multiple Frequency Electrical Generator Sets
23-35 11 13 19 Multiple Voltage Electrical Generator Sets
23-35 11 15 Engine Generator Sets
23-35 11 15 11 Diesel Generator Sets
23-35 11 15 13 Gas Generator Sets
23-35 11 15 15 Natural Gas Generator Sets
23-35 11 15 17 Steam Turbine Generator Sets
23-35 11 15 19 Thermal Generator Sets
23-35 11 15 21 Hydro Turbine Generator Sets
23-35 11 15 23 Wind Generator Sets
23-35 11 17 Photovoltaic Generators
23-35 11 17 11 Photoelectric Cell
23-35 11 17 12 Photoelectric Panel
23-35 11 17 13 Photovoltaic Array
23-35 11 17 15 Photovoltaic Collectors
23-35 13 00 Transformers
23-35 13 11 Current Transformers
23-35 13 13 Instrument Transformers
23-35 13 13 11 Current Instrument Transformers
23-35 13 13 13 Pulse Instrument Transformers
23-35 13 13 15 Voltage Instrument Transformers
23-35 13 15 Electrical Network Transformers
23-35 13 15 11 Electrical Network Isolation Transformers
23-35 13 15 11 11 Electrical Network Dry Isolation Transformers
23-35 13 15 11 13 Electrical Network Oil Filled Isolation Transformers
23-35 13 15 13 Electrical Network Step Down Transformers
23-35 13 15 13 11 Electrical Network Dry Step Down Transformers
23-35 13 15 13 13 Electrical Network Oil Filled Step Down Transformers
23-35 13 15 15 Electrical Network Step Up Transformers
23-35 13 15 15 11 Electrical Network Dry Step Up Transformers
23-35 13 15 15 13 Electrical Network Oil Filled Step Up Transformers
23-35 13 17 Power Transformers
23-35 13 17 11 Power Harmonic Mitigation Transformers
23-35 13 17 11 11 Power Dry Harmonic Mitigation Transformers
23-35 13 17 11 13 Power Oil Filled Harmonic Mitigation Transformers
23-35 13 17 13 Power Isolation Transformers
23-35 13 17 13 11 Power Dry Isolation Transformers
23-35 13 17 13 13 Power Oil Filled Isolation Transformers
23-35 13 17 15 Power Step Down Transformers
23-35 13 17 15 11 Power Dry Step Down Transformers
23-35 13 17 15 13 Power Oil Filled Step Down Transformers
23-35 13 17 17 Power Step Up Transformers
23-35 13 17 17 11 Power Dry Step Up Transformers
23-35 13 17 17 13 Power Oil Filled Step Up Transformers
23-35 13 19 Transformer Accessories
23-35 13 19 11 Transformer Commutators
23-35 13 19 13 Transformer Ballasts
23-35 15 00 Electric Motors
23-35 15 11 Alternating Current (AC) Motors
23-35 15 11 11 Single Phase AC Motors
23-35 15 11 11 11 Multi Speed Single Phase AC Motors
23-35 15 11 11 13 Single Speed Single Phase AC Motors
23-35 15 11 11 15 Synchronous Single Phase AC Motors
23-35 15 11 13 Three Phase AC Motors
23-35 15 11 13 11 Multi Speed Three Phase AC Motors
23-35 15 11 13 13 Single Speed Three Phase AC Motors
23-35 15 11 13 15 Synchronous Three Phase AC Motors
23-35 15 13 Direct Current (DC) Motors
23-35 15 13 11 Brushless DC Motors
23-35 15 13 13 Compound Wound DC Motors
23-35 15 13 15 Coreless DC Motors
23-35 15 13 17 Limited Angle Torque DC Motors
23-35 15 13 19 Linear DC Motors
23-35 15 13 21 Permanent Magnetic DC Motors
23-35 15 13 23 Series Wound DC Motors
23-35 15 13 25 Shunt Wound DC Motors
23-35 15 13 27 Step DC Motors
23-35 15 15 DC Servo Motors
23-35 15 17 Dynamotors
23-35 15 19 Hydraulic Driven Motors
23-35 15 21 Pneumatic Driven Motors
23-35 15 23 Steam Driven Motors
23-35 17 00 Variable Speed Drives
23-35 17 11 Direct Current Electronic Speed Controller Drives
23-35 17 13 Slip Controlled Drives
23-35 17 15 Variable Frequency Drives
23-35 17 15 11 Pulse Width Variable Frequency Drives
23-35 17 15 13 Current Source Input Variable Frequency Drives
23-35 17 15 15 Variable Voltage Input Variable Frequency Drives
23-35 19 00 Batteries
23-35 19 11 Battery Racks
23-35 19 13 Non Rechargeable Batteries
23-35 19 13 11 Alkaline Batteries
23-35 19 13 13 Dry Cell Batteries
23-35 19 13 15 Lithium Batteries
23-35 19 13 17 Silver Oxide Batteries
23-35 19 13 19 Zinc Air Batteries
23-35 19 13 21 Zinc Coal Batteries
23-35 19 15 Rechargeable Batteries
23-35 19 15 11 Alkaline Batteries
23-35 19 15 13 Lead Acid Batteries
23-35 19 15 13 11 Sealed Lead Acid Batteries
23-35 19 15 13 13 Wet Cell Lead Acid Batteries
23-35 19 15 15 Lithium Batteries
23-35 19 15 17 Manganese Batteries
23-35 19 15 19 Mercuric Oxide Batteries
23-35 19 15 21 Nickel Cadmium Batteries
23-35 19 15 23 Nickel Hydrogen Batteries
23-35 19 15 25 Nickel Iron Batteries
23-35 19 15 27 Nickel Metal Hydride Batteries
23-35 19 15 29 Nickel Sodium Chloride Batteries
23-35 19 15 31 Silver Oxide Batteries
23-35 21 00 Battery Chargers
23-35 23 00 Power Conditioning Equipment
23-35 23 11 Harmonic Control Devices
23-35 23 11 11 Electric Interference Suppressor Filters
23-35 23 11 13 Harmonic Filters
23-35 23 13 Power Converters
23-35 23 13 11 Rotary Converters
23-35 23 15 Static Power Converters
23-35 23 15 11 Static Rectifiers
23-35 23 15 13 Ondulators
23-35 23 15 15 Combined Converter Sets
23-35 23 15 17 Direct Current (DC) Drive Controllers
23-35 23 15 19 Slip Controllers
23-35 23 15 21 Static Frequency Converters
23-35 23 15 23 Static Uninterruptible Power Supplies
23-35 23 15 25 Variable Frequency Controllers
23-35 23 15 27 Frequency Changers
23-35 23 15 29 Rotary Uninterruptible Power Units
23-35 23 17 Power Inverters
23-35 23 17 11 Commutator Inverters
23-35 23 17 13 Solid State Inverters
23-35 23 19 Powerfactor Correction Devices
23-35 23 19 11 Capacitive and Inductive Power Correction Devices
23-35 23 19 13 Capacitive Power Correction Devices
23-35 23 19 15 Inductive Power Correction Devices
23-35 23 19 17 Capacitors
23-35 23 19 19 Power Factor Controls (Cosines Phi)
23-35 23 21 Uninterrupted Power Supply (UPS) Units
23-35 23 21 11 Uninterruptible Power Supply Component Systems
23-35 23 21 13 Uninterruptible Power Supply Packaged Units
23-35 25 00 Electrical Instrumentation and Controls
23-35 25 11 Electrical Meters
23-35 25 11 11 Power Meters
23-35 25 11 13 Voltage Meters
23-35 25 11 15 Resistance Meters
23-35 25 11 17 Frequency Meters
23-35 25 11 19 Multi Meters
23-35 25 11 21 Current Meters
23-35 25 11 23 Amp Hour Meters
23-35 25 11 25 Power Factor Meters
23-35 25 11 27 Kilowatt Hour Meters
23-35 25 11 27 11 Electromechanical Remote Kilowatt Hour Meters
23-35 25 11 27 13 Electromechancial Kilowatt Hour Meters
23-35 25 11 27 15 Solid State Remote Kilowatt Hour Meters
23-35 25 11 27 17 Solid State Kilowatt Hour Meters
23-35 25 11 29 Multiple Tariff Meters
23-35 25 13 Electrical Energy Recording Devices
23-35 25 13 11 Watt Hour Recorders
23-35 25 15 Electrical Network Protection Modules
23-35 25 17 Electrical Power Protection Modules
23-35 25 19 Motor Starters
23-35 25 21 Programmable Logic Controllers
23-35 25 23 Electrical Control Panels
23-35 25 25 Electrical Line Supervisor Sets
23-35 27 00 Electrical Terminals
23-35 27 11 Electrical Receptacles
23-35 27 11 11 Electrical Receptacle Terminal Units
23-35 27 11 13 Ground Fault Receptacles
23-35 27 11 15 Electrical Extension Cords
23-35 27 11 17 Electrical Receptacle Accessories
23-35 27 11 17 11 Electrical Telltale Lamps
23-35 27 11 17 13 Electrical Receptacle Protectors
23-35 27 11 17 15 Electrical Receptacle Adapters
23-35 27 13 Electrical Plug Connectors
23-35 29 00 Circuit Breakers
23-35 29 11 Air Circuit Breakers
23-35 29 11 11 Network Distribution Air Circuit Breakers
23-35 29 11 13 Power Distribution Air Circuit Breakers
23-35 29 13 Gas Circuit Breakers
23-35 29 13 11 Network Distribution Gas Circuit Breakers
23-35 29 13 13 Power Distribution Gas Circuit Breakers
23-35 29 15 Ground Fault Circuit Breakers
23-35 29 17 Molded Case Circuit Breakers
23-35 29 17 11 Shunt Molded Case Circuit Breakers
23-35 29 19 Oil Circuit Breakers
23-35 29 19 11 Network Distribution Oil Circuit Breakers
23-35 29 19 13 Power Distribution Oil Circuit Breakers
23-35 29 21 Vacuum Circuit Breakers
23-35 29 21 11 Network Distribution Vacuum Circuit Breakers
23-35 29 21 13 Power Distribution Vacuum Circuit Breakers
23-35 29 23 Ground Fault Circuit Interrupters
23-35 29 25 Network Protectors
23-35 29 27 Electrical Disconnects
23-35 29 27 11 Air Disconnects
23-35 29 27 13 Vacuum Disconnects
23-35 29 27 15 Gas Disconnects
23-35 29 29 Fuses
23-35 29 29 11 Fuse Panels
23-35 29 29 13 Fuse Holders
23-35 31 00 Electrical Power Distribution Devices
23-35 31 11 Power Supply Devices
23-35 31 13 Distribution Panel Boards
23-35 31 15 Electrical Distribution Control Panels
23-35 31 17 Electrical Panel Boards
23-35 31 19 Electrical Panel Meter Sockets
23-35 31 21 Load Centers
23-35 31 23 Motor Control Centers
23-35 31 25 Power Control and Monitoring Assemblies
23-35 31 27 Power Distribution Units
23-35 31 27 11 Multiple Section Power Distribution Units
23-35 31 27 13 Stand Alone Power Distribution Units
23-35 31 29 Switchboards
23-35 31 29 11 Distribution Switchboards
23-35 31 29 13 Paralleling Switchboards
23-35 31 31 Switchgear
23-35 31 31 11 Distribution Switchgear
23-35 31 31 11 11 Electronic Controlled Distribution Switchgear
23-35 31 31 11 13 Mechanically Controlled Distribution Switchgear
23-35 31 31 11 15 Remote Controlled Distribution Switchgear
23-35 31 31 11 17 Time Controlled Distribution Switchgear
23-35 31 31 13 Paralleling Switchgear
23-35 31 31 13 11 Electronic Controlled Paralleling Switchgear
23-35 31 31 13 13 Mechanically Controlled Paralleling Switchgear
23-35 31 31 13 15 Remote Controlled Paralleling Switchgear
23-35 31 31 13 17 Time Controlled Paralleling Switchgear
23-35 31 33 Electrical Busbars
23-35 31 33 11 Aluminum Electrical Busbars
23-35 31 33 13 Copper Electrical Busbars
23-35 31 35 Electrical Feeders
23-35 33 00 Electrical Ducting Wireways Components
23-35 33 11 Electrical Service Penetrations
23-35 33 13 Electrical Conductor Components
23-35 33 13 11 Electrical Conductor Rails
23-35 33 13 13 Electrical Conductor Couplings
23-35 33 13 15 Electrical Conductor Insulation
23-35 33 13 17 Electrical Support Wires
23-35 33 13 19 Conductor Mechanical Fasteners
23-35 33 15 Electrical Junction Boxes
23-35 33 15 11 Electrical Ceiling Junction Boxes
23-35 33 15 13 Electrical Wall Junction Boxes
23-35 33 17 Electrical Conduits
23-35 33 17 11 Electrical Cable Reels
23-35 33 17 13 Mechanical Fasteners for Conduits
23-35 33 17 15 Mechanical Fasteners for Trunking
23-35 33 19 Electrical Cable Trays
23-35 33 21 Electrical Bus Ducts
23-35 33 21 11 Aluminum Electrical Bus Ducts
23-35 33 21 13 Copper Electrical Bus Ducts
23-35 33 23 Electrical Racks
23-35 33 23 11 Horizontal Electrical Racks
23-35 33 23 13 Vertical Electrical Racks
23-35 33 25 Electrical Wireways
23-35 33 25 11 Underfloor Electrical Wireways
23-35 33 25 13 Vertical Electrical Wire Raceways
23-35 33 25 15 Horizontal Electrical Wire Raceways
23-35 33 25 17 Ceiling Grid Electrical Systems
23-35 33 25 17 11 Ceiling Grid Electrical Wire Tracks
23-35 33 25 17 13 Ceiling Grid Electrical Wire Track Connectors
23-35 35 00 Electrical Contactors
23-35 37 00 Electrical Switches
23-35 37 11 Automatic Transfer Switches
23-35 37 11 11 Normal Power Seeking Automatic Transfer Switches
23-35 37 11 13 Power Seeking Automatic Transfer Switches
23-35 37 13 Manual Transfer Switches
23-35 37 15 Barrel Switches
23-35 37 15 11 Barrel Key Switches
23-35 37 17 Dimmer Control Switches
23-35 37 17 11 Lighting Dimmer Rheostats
23-35 37 17 12 Ganged Lighting Dimmers
23-35 37 17 13 Dimmers
23-35 37 19 Disconnect Switches
23-35 37 19 11 Fused Disconnect Switches
23-35 37 19 13 Non Fused Disconnect Switches
23-35 37 21 Drum Switches
23-35 37 23 Flow Switches
23-35 37 25 Key Lock Switches
23-35 37 27 Limit Switches
23-35 37 27 11 Level Switches
23-35 37 27 13 Reed Switches
23-35 37 29 Modular Wiring System Switches
23-35 37 31 Photocell Switches
23-35 37 33 Pressure Switches
23-35 37 33 11 Differential Pressure Switches
23-35 37 35 Rocker Switches
23-35 37 35 11 Mercury Switches
23-35 37 37 Time Switches
23-35 37 39 Foot Switches
23-35 37 41 Joysticks
23-35 37 43 Programmable Logic Control Switches
23-35 37 45 Proximity Switches
23-35 37 47 Pull Chain Switches
23-35 37 49 Push Button Switches
23-35 37 51 Radio Frequency Switches
23-35 37 53 Rotary Switches
23-35 37 55 Slide Switches
23-35 37 57 Snap Switches
23-35 37 59 Speed Switches
23-35 37 61 Tamper Switches
23-35 37 63 Temperature Switches
23-35 37 65 Vacuum Switches
23-35 39 00 Electric Power Protection Devices
23-35 39 11 Electrical Grounding Device
23-35 39 13 Earth Connection Electrodes
23-35 39 13 11 Electrical Ground Plates
23-35 39 13 13 Electrical Ground Rods
23-35 39 15 Lightning Protection
23-35 39 15 11 Lightning Arresters
23-35 39 15 13 Lightning Rods
23-35 39 17 Surge Protection Devices
23-35 41 00 Electrical Isolation Equipment
23-35 41 11 Electronic Chokes
23-35 41 13 Signal Converters
23-35 43 00 Electrical Relays
23-35 43 11 Auxiliary Protective Relays
23-35 43 13 Control Relays
23-35 43 15 Current Differential Relays
23-35 43 15 11 Current Differential Solid State Relays
23-35 43 17 General Purpose Relays
23-35 43 19 Ground Fault Relays
23-35 43 19 11 Ground Fault Solid State Relays
23-35 43 21 Load Shedding Relays
23-35 43 23 Lockout Relays
23-35 43 23 11 Automatic Reset Lockout Relays
23-35 43 23 13 Manual Reset Lockout Relays
23-35 43 25 Mercury Relays
23-35 43 27 Over Current Relays
23-35 43 27 11 Overcurrent Directional, Induction Disc Relays
23-35 43 27 13 Over Current Induction Disc Relays
23-35 43 27 15 Over Current Thermal Relays
23-35 43 27 17 Over Current Solid State Relays
23-35 43 29 Overload Relays
23-35 43 29 11 Overload Solid State Relays
23-35 43 31 Phase Failure Relays
23-35 43 31 11 Phase Failure Solid State Relays
23-35 43 33 Power Relays
23-35 43 35 Time Relays
23-35 43 35 11 Reverse Current Time Relays
23-35 43 35 11 11 Reverse Current Solid State Time Relays
23-35 43 35 13 Reverse Power Time Relays
23-35 43 35 13 11 Reverse Power Solid State Time Relays
23-35 43 35 15 Power Factor Time Relays
23-35 43 35 15 11 Power Factor Solid State Time Relays
23-35 43 37 Voltage Relays
23-35 43 37 11 Under Voltage Relays
23-35 43 37 11 11 Under Voltage Solid State Relays
23-35 43 37 13 Over Voltage Relays
23-35 43 37 13 11 Over Voltage Solid State Relays
23-35 43 37 15 Over Under Voltage Relays
23-35 43 37 15 11 Over Under Voltage Solid State Relays
23-35 45 00 Non Electrical Lighting
23-35 45 11 Lanterns
23-35 45 11 11 Alcohol Lanterns
23-35 45 11 13 Butane Lanterns
23-35 45 11 15 Kerosene Lanterns
23-35 45 11 17 Natural Gas Lanterns
23-35 45 11 19 Propane Lanterns
23-35 45 13 Torches
23-35 45 13 11 Alcohol Torches
23-35 45 13 13 Butane Torches
23-35 45 13 15 Kerosene Torches
23-35 45 13 17 Natural Gas Torches
23-35 45 13 19 Propane Torches
23-35 45 15 Lamps
23-35 45 15 11 Alcohol Lamps
23-35 45 15 13 Butane Lamps
23-35 45 15 15 Kerosene Lamps
23-35 45 15 17 Natural Gas Lamps
23-35 45 15 19 Propane Lamps
23-35 45 17 Solar Tubes
23-35 45 19 Strobe Light Fixtures
23-35 47 00 Electrical Lighting
23-35 47 11 Lighting Fixtures
23-35 47 11 11 Non Weather Rated Lighting Fixtures
23-35 47 11 11 11 Non Weather Rated Fluorescent Lighting Fixtures
23-35 47 11 11 13 Non Weather Rated Halogen Lighting Fixtures
23-35 47 11 11 15 Non Weather Rated High Intensity Discharge Lighting Fixtures
23-35 47 11 11 17 Non Weather Rated Incandescent Lighting Fixtures
23-35 47 11 11 19 Non Weather Rated Light Emitting Diode Lighting Fixtures
23-35 47 11 13 Submersible Lighting Fixtures
23-35 47 11 13 11 Submersible Fluorescent Lighting Fixtures
23-35 47 11 13 13 Submersible Halogen Lighting Fixtures
23-35 47 11 13 15 Submersible High Intensity Discharge Lighting Fixtures
23-35 47 11 13 17 Submersible Incandescent Lighting Fixtures
23-35 47 11 13 19 Submersible Light Emitting Diode Lighting Fixtures
23-35 47 11 15 Weather Rated Lighting Fixtures
23-35 47 11 15 11 Weather Rated Fluorescent Lighting Fixtures
23-35 47 11 15 13 Weather Rated Halogen Lighting Fixtures
23-35 47 11 15 15 Weather Rated High Intensity Discharge Lighting Fixtures
23-35 47 11 15 17 Weather Rated Incandescent Lighting Fixtures
23-35 47 11 15 19 Weather Rated Light Emitting Diode Lighting Fixtures
23-35 47 11 17 Chandelier
23-35 47 11 18 Explosion Proof Lighting Fixtures
23-35 47 11 18 11 Explosion Proof Fluorescent Lighting Fixtures
23-35 47 11 18 13 Explosion Proof Halogen Lighting Fixtures
23-35 47 11 18 15 Explosion Proof High Intensity Discharge Lighting Fixtures
23-35 47 11 18 17 Explosion Proof Incandescent Lighting Fixtures
23-35 47 11 18 19 Explosion Proof Light Emitting Diode Lighting Fixtures
23-35 47 11 19 Hazardous Lighting Fixtures
23-35 47 11 19 11 Hazardous Fluorescent Lighting Fixtures
23-35 47 11 19 13 Hazardous Halogen Lighting Fixtures
23-35 47 11 19 15 Hazardous High Intensity Discharge Lighting Fixtures
23-35 47 11 19 17 Hazardous Incandescent Lighting Fixtures
23-35 47 11 19 19 Hazardous Light Emitting Diode Lighting Fixtures
23-35 47 11 20 Security Lighting Fixtures
23-35 47 11 21 Specialized Lighting Fixtures
23-35 47 11 21 11 Lighting Bollards
23-35 47 11 21 13 Lighting Poles
23-35 47 11 21 15 Lighting Posts
23-35 47 11 21 17 Buried Uplights
23-35 47 11 21 19 Floodlight Fixtures
23-35 47 11 21 21 Spotlight Fixtures
23-35 47 11 21 21 11 Focus Spotlight Fixture
23-35 47 11 21 21 13 Follow Spotlight Fixture
23-35 47 11 21 21 15 Spotlight Bank Fixture
23-35 47 11 21 21 17 Pin Spotlight Fixture
23-35 47 11 21 23 Street and Roadway Lighting Fixtures
23-35 47 11 21 25 Aircraft Paving Lighting Fixtures
23-35 47 13 Emergency Lighting
23-35 47 13 11 Hard Wired Emergency Lighting
23-35 47 13 13 Emergency Lighting With Battery Backup
23-35 47 13 15 Passive Emergency Lighting Strips
23-35 47 13 17 Emergency Lighting Strobe
23-35 47 15 Exit Illuminated Signs
23-35 47 15 11 Battery Backup Exit Illuminated Signs
23-35 47 15 13 Hard Wired Backup Exit Illuminated Signs
23-35 47 15 15 Self Illuminated Exit Illuminated Signs
23-35 47 17 Fiber Optic Lighting
23-35 47 19 Communication Lighting Specialties
23-35 47 19 11 Illuminated Signs Boards
23-35 47 21 Accessories for Lighting
23-35 47 21 11 Lampholders
23-35 47 21 13 Lighting Diffusers
23-35 47 21 15 Lighting Ballasts
23-35 47 21 17 Lighting Tracks
23-35 47 21 19 Lampshades
23-35 47 23 Lamps
23-35 47 23 11 Halogen Lamps
23-35 47 23 13 Incandescent Lamps
23-35 47 23 15 Discharge Lamps
23-35 47 23 15 11 Fluorescent Lamps
23-35 47 23 15 13 Compact Fluorescent Lamps
23-35 47 23 15 15 Sodium Vapor Lamps
23-35 47 23 15 17 High Pressure Discharge Lamps
23-35 47 23 17 Light Emitting Diode Lamps
23-37 00 00 Information and Communication Specific Products and Equipment
23-37 11 00 Information Technology and Telecommunications Ducting Wireways Components
23-37 11 11 Communication Service Penetrations
23-37 11 13 Communication Cable Trays
23-37 11 15 Communication Racks
23-37 11 15 11 Information Technology Racks
23-37 11 15 13 Telephone Racks
23-37 11 15 15 Fiber Optic Equipment
23-37 11 15 15 11 Fiber Optic Cabinets
23-37 11 15 15 13 Fiber Adapter Panels
23-37 11 17 Communication Wireways
23-37 11 17 11 Information Technology Wireways
23-37 11 17 11 11 Underfloor Information Technology Wireways
23-37 11 17 11 13 Vertical Information Technology Wire Raceways
23-37 11 17 11 15 Horizontal Information Technology Wire Raceways
23-37 11 17 13 Telecommunications Wireways
23-37 11 17 13 11 Underfloor Telecommunications Wireways
23-37 11 17 13 13 Vertical Telecommunications Wire Raceways
23-37 11 17 13 15 Horizontal Telecommunications Wire Raceways
23-37 11 17 15 Complete Visual Signaling
23-37 11 17 15 11 Mechanical Signal Equipment
23-37 13 00 Information Technology Equipment
23-37 13 11 Personal Computer Equipment
23-37 13 11 11 Desktop Personal Computers
23-37 13 11 13 Laptop Personal Computers
23-37 13 11 15 Tablet Personal Computers
23-37 13 11 17 Tower Stack Personal Computers
23-37 13 11 19 Workstation Personal Computers
23-37 13 11 21 Personal Digital Assistants
23-37 13 11 23 Internal Computing Components
23-37 13 11 23 11 Computer Processing Units
23-37 13 11 23 13 Computer Controller Cards
23-37 13 11 23 15 Computer Memory Cards
23-37 13 11 23 17 Personal Computer Modem Cards
23-37 13 11 23 19 Personal Computer Network Interface Cards
23-37 13 11 23 21 Personal Computer Video Cards
23-37 13 13 Personal Computer and Network Security Devices
23-37 13 13 11 Computer Firewalls
23-37 13 13 13 Computer Intrusion Detection Devices
23-37 13 13 15 Computer Intrusion Protection Devices
23-37 13 15 Local Area Network Devices
23-37 13 15 11 Local Area Network Bridges
23-37 13 15 13 Local Area Network Communication Hardware
23-37 13 15 15 Local Area Network Disk Drives
23-37 13 15 17 Local Area Network Hubs
23-37 13 15 19 Local Area Network Load Balancers
23-37 13 15 21 Local Area Network Routers
23-37 13 15 23 Local Area Network Servers
23-37 13 15 25 Local Area Network Switches
23-37 13 15 27 Local Area Network Tape Drives
23-37 13 15 29 Local Area Network Wireless Devices
23-37 13 17 Wide Area Network Devices
23-37 13 17 11 Wide Area Network Bridges
23-37 13 17 13 Wide Area Network Communication Hardware
23-37 13 17 15 Wide Area Network Disk Drives
23-37 13 17 17 Wide Area Network Hubs
23-37 13 17 19 Wide Area Network Load Balancers
23-37 13 17 21 Wide Area Network Routers
23-37 13 17 23 Wide Area Network Servers
23-37 13 17 25 Wide Area Network Switches
23-37 13 17 27 Wide Area Network Tape Drives
23-37 13 17 29 Wide Area Network Wireless Devices
23-37 13 19 Computer Storage Devices
23-37 13 19 11 Computer Optic Drives
23-37 13 19 11 11 Compact Disk Drives
23-37 13 19 11 13 Digital Video Disc Drives
23-37 13 19 11 15 Combination Compact Disk and Digital Video Disc Drives
23-37 13 19 13 Hard Disk Drives
23-37 13 19 15 Flash Memory Drives
23-37 13 19 17 Computer Tape Drives
23-37 13 21 Computer Monitors
23-37 13 21 11 Computer Liquid Crystal Display Monitors
23-37 13 21 13 Computer Catho Ray Tube Monitors
23-37 13 23 Computer Printers
23-37 13 23 11 Computer Laser Printers
23-37 13 23 13 Computer Inkjet Printers
23-37 13 23 15 Computer Plotter Printers
23-37 13 25 Computer Scanners
23-37 13 27 Computer Video Conferencing Equipment
23-37 15 00 Audio Visual Equipment
23-37 15 11 Cameras
23-37 15 11 11 Analog Cameras
23-37 15 11 13 Digital Cameras
23-37 15 13 Camera Recorders
23-37 15 13 11 Digital Camcorders
23-37 15 13 13 Film Camcorders
23-37 15 15 Digital Music Players
23-37 15 17 Projection Equipment
23-37 15 17 11 Projection Screens
23-37 15 17 13 Projection Screen Stands
23-37 15 19 Video Projectors
23-37 15 19 11 Video Slide Projectors
23-37 15 19 13 Video Overhead Projectors
23-37 15 19 15 Video Film Projectors
23-37 15 19 17 Video Slide Projectors
23-37 15 19 19 Video Digital Projectors
23-37 15 21 Audio Visual Recorders
23-37 15 21 11 Audio Recorders
23-37 15 21 13 Video Recorders
23-37 15 21 15 Audio Video Recorders
23-37 15 23 Stereo Equipment
23-37 15 23 11 Stereo Amplifiers
23-37 15 23 13 Stereo Patch Panels
23-37 15 23 15 Stereo Speakers
23-37 15 25 Televisions
23-37 15 25 11 Cathoray Tube Televisions
23-37 15 25 13 Liquid Crystal Display Televisions
23-37 15 25 15 Plasma Display Televisions
23-37 15 25 17 Projection Screen Televisions
23-37 15 25 19 Television Mounts
23-37 15 27 Video Recording Equipment
23-37 15 29 Audio Equipment
23-37 15 29 11 Sound Reinforcement Equipment
23-37 15 29 11 11 Microphones
23-37 15 29 11 13 Loudspeakers
23-37 15 29 11 15 Sound Amplifiers
23-37 15 29 11 17 Audio Equalizers
23-37 15 29 13 Headphones
23-37 15 29 15 Audio Reproducing Units
23-37 17 00 Audio Information Equipment
23-37 17 11 Sound Devices
23-37 17 13 Signal Devices
23-37 17 13 11 Bells
23-37 17 13 13 Carillons
23-37 17 13 15 Sirens
23-37 17 13 17 Aerials
23-37 17 13 19 Speakers
23-37 17 15 Public Address Equipment
23-37 19 00 Visual Information Systems
23-37 19 11 Cathode Ray Tube (CRT) Video Monitors
23-37 19 13 Liquid Crystal Display (LCD) Video Monitors
23-37 19 15 Plasma Video Monitors
23-37 19 17 Video Walls
23-37 21 00 Audio Visual Systems
23-37 21 11 Broadcasting Receiving Equipment
23-37 21 13 Film Projectors
23-37 21 15 Data Multi Media Projectors
23-37 21 17 Video Reproduction
23-37 23 00 Telecommunications Equipment
23-37 23 11 Wireless Phone Equipment
23-37 23 11 11 Wireless Phones
23-37 23 11 13 Wireless Phone Chargers
23-37 23 13 Telephones
23-37 23 13 11 Single Line Telephones
23-37 23 13 13 Multiple Line Telephones
23-37 23 15 Telephone Equipment
23-37 23 15 11 Private Branch Exchanges
23-37 23 15 13 Telephone Patch Panels
23-37 23 17 Intercom Equipment
23-37 23 17 11 Intercoms
23-37 23 17 13 Door Entry Telephones
23-37 23 19 Radio Broadcast Equipment
23-37 23 19 11 Radio Booths
23-37 23 19 11 11 Radio Broadcast Booths
23-37 23 19 11 13 Radio Recording Booths
23-37 23 19 13 Radio Broadcast Transmitters
23-37 23 19 15 Radio Broadcast Receivers
23-37 23 19 17 Radio Communication Base Stations
23-37 23 19 19 Radio Communication Call Microphones
23-37 23 19 21 Radio Broadcast Transmission Towers
23-37 23 21 Radio Communication Equipment
23-37 23 21 11 Infra Red Radio Communication Equipment
23-37 23 21 11 11 Infra Red Radio Communication Receivers
23-37 23 21 11 13 Infra Red Radio Communication Transmitters
23-37 23 21 11 15 Infra Red Radio Communication Transmitter Receivers
23-37 23 21 13 Satellite Radio Communication Equipment
23-37 23 21 13 11 Satellite Radio Communication Transmitters
23-37 23 21 13 13 Satellite Radio Communication Transmitter Receivers
23-37 23 21 13 15 Satellite Radio Communications Receivers
23-37 23 21 15 Wireless Radio Communication Equipment
23-37 23 21 15 11 Wireless Radio Communication Receivers
23-37 23 21 15 13 Wireless Radio Communication Transmitters
23-37 23 21 15 15 Wireless Radio Communication Transmitter Receivers
23-37 23 21 17 Radio Communication Antenna Towers
23-37 23 21 19 Radio Communication Transmission Towers
23-37 23 23 Satellite Communication Equipment
23-37 23 23 11 Satellite Communication Dishes
23-37 25 00 Broadcasting Communications Equipment
23-37 25 11 Broadcasting Communication Circuits
23-37 25 13 Broadcasting Intercommunication Equipment
23-37 25 15 Broadcasting Communication and Data Processing Equipment
23-37 25 17 Broadcasting Cable Transmission and Reception Equipment
23-37 25 17 11 Broadcasting Cable Transmission and Reception Amplifiers
23-37 25 17 13 Broadcasting Cable Transmission and Reception Modulators
23-37 25 17 15 Broadcasting Cable Transmission and Reception Control Equipment
23-37 25 19 Broadcast Transmission and Reception Equipment
23-37 25 19 11 Broadcast Transmitters
23-37 25 19 13 Broadcast Antennas
23-37 25 19 15 Broadcast Amplifiers
23-37 25 19 17 Broadcast Control Equipment
23-37 25 21 Broadcasting Microwave Transmission and Reception Equipment
23-37 25 21 11 Broadcasting Microwave Transmitters
23-37 25 21 13 Broadcasting Microwave Antennas
23-37 25 21 15 Broadcasting Satellite Dishes
23-37 25 21 17 Broadcasting Microwave Amplifiers
23-37 25 21 19 Broadcasting Microwave Receivers
23-37 25 23 Broadcasting Equipment
23-37 25 23 11 Television Broadcasting Equipment
23-37 25 23 13 Multimedia Broadcasting Equipment
23-37 25 23 15 Broadcasting Light Signals
23-37 27 00 Emergency Communications
23-37 27 11 Duress Notification Devices
23-37 27 13 Mass Notification Systems
23-37 27 13 11 Emergency Notification Devices
23-37 27 13 13 Imminent Danger Notification Devices
23-37 27 15 Intercoms
23-37 27 15 11 Audio Intercoms
23-37 27 15 13 Audio Visual Intercoms
23-37 27 17 Emergency Call Equipment
23-37 27 17 11 Call Systems for the Disabled
23-37 27 17 13 Nurse Call Equipment
23-39 00 00 Utility and Transportation Products
23-39 11 00 Roadway Monitoring and Control
23-39 11 11 Traffic Safety Barriers and Protections
23-39 11 11 11 Safety Barriers
23-39 11 11 11 11 Crash Barriers ( including Impact Attenuating Devices)
23-39 11 11 11 13 Median Barriers
23-39 11 11 11 15 Guardrails
23-39 11 11 13 Noise Barriers
23-39 11 11 15 Traffic Barriers
23-39 11 11 15 11 Traffic Delineators
23-39 11 11 17 Traffic Control
23-39 11 11 17 11 Traffic Speed Bumps
23-39 11 11 19 Roadway Curbs
23-39 11 11 21 Roadway Gutters
23-39 11 11 23 Roadway Cattle Guards
23-39 11 13 Roadway Signage
23-39 11 15 Roadway Markers
23-39 11 15 11 Roadway Surface Markings
23-39 11 15 13 Roadway Reflectors
23-39 11 15 15 Traffic Cones
23-39 11 15 17 Traffic Signals
23-39 11 15 19 Traffic Monitoring Equipment
23-39 11 15 17 Roadway Mirrors
23-39 11 15 19 Traffic Cameras
23-39 11 15 21 Traffic Detectors and Sensors
23-39 11 17 Vehicle Control Barriers
23-39 11 17 11 Anti Ram Planters
23-39 11 17 13 Jersey Barriers
23-39 11 17 15 Active Tire Shredders
23-39 11 17 17 Passive Tire Shredders
23-39 11 19 Bollards
23-39 11 19 11 Active Anti Ram Bollards
23-39 11 19 13 Passive Anti Ram Bollards
23-39 11 19 15 Architectural Bollards
23-39 13 00 Tunnels and Bridges
23-39 13 11 Tunnels
23-39 13 11 11 Tunnel Shafts
23-39 13 11 13 Tunnel Segments
23-39 13 11 15 Tunnel Linings
23-39 13 11 17 Tunnel Grouting
23-39 13 11 17 11 Earth Stabilization Chemical Grouting
23-39 13 11 17 13 Rock Seam Pressure Grouting
23-39 13 11 17 15 Tunnel Liner Grouting
23-39 13 11 19 Microtunneling
23-39 13 13 Bridges
23-39 13 13 11 Prefabricated Bridges
23-39 13 13 13 Bridge Beams
23-39 13 13 15 Bridge Trusses
23-39 13 13 17 Bridge Cable
23-39 13 13 19 Bridge Bearings
23-39 13 13 19 11 Fixed Bridge Bearings
23-39 13 13 19 13 Expansion Bridge Bearings
23-39 13 13 19 15 Multi Rotational Bridge Bearings
23-39 13 13 21 Bridge Movable Mechanism
23-39 13 13 23 Bridge Decking
23-39 13 13 25 Bridge Drainage
23-39 13 13 27 Bridge Safety Barriers
23-39 13 13 27 11 Shock Absorbers
23-39 13 13 27 13 Bridge Parapets
23-39 13 13 27 15 Bridge Railings
23-39 13 13 29 Bridge Expansion Joints
23-39 13 13 29 11 Bridge Expansion Joint Assemblies
23-39 15 00 Railways
23-39 15 11 Railway Track Equipment
23-39 15 11 11 Railway Ties
23-39 15 11 11 11 Railway Concrete Ties
23-39 15 11 11 13 Railway Wood Ties
23-39 15 11 13 Railway Rails
23-39 15 11 15 Railway Turnouts
23-39 15 11 17 Railway Bumpers
23-39 15 13 Railway Platform Components
23-39 15 15 Railway Electrification Equipment
23-39 15 15 11 Railway Surge Arresters
23-39 15 15 13 Railway Traction Lines
23-39 15 15 13 11 Railway Traction Line Pylons
23-39 15 17 Railway Monitoring and Control
23-39 15 17 11 Railway Signaling Devices
23-39 15 17 13 Railway Control Instrumentation
23-39 15 19 Railway Locomotives
23-39 15 19 11 Railway Diesel Locomotives
23-39 15 19 13 Railway Electric Locomotives
23-39 15 21 Railway Cars
23-39 15 21 11 Railway Passenger Cars
23-39 15 21 13 Railway Sleeper Cars
23-39 15 21 15 Railway Baggage Cars
23-39 15 21 17 Railway Diner Cars
23-39 15 21 19 Railway Freight Cars
23-39 15 21 19 11 Railway Box Cars
23-39 15 21 19 13 Railway Coal Cars
23-39 15 21 19 15 Railway Vehicle Carrier Cars
23-39 15 21 21 Railway Tanker Cars
23-39 15 21 23 Railway Car Equipment
23-39 15 21 23 11 Railway Car Bumpers
23-39 15 21 23 13 Railway Car Electrical Connectors
23-39 17 00 Funiculars
23-39 17 11 Cable Trams
23-39 17 13 Cable Cars
23-39 17 15 Funicular Cable Rails
23-39 17 17 Funicular Cables
23-39 17 19 Aerial Tramways
23-39 17 21 Chair Lifts
23-39 17 23 Ski Lifts
23-39 17 23 11 Ski Pole Lifts
23-39 17 23 13 Ski Chair Lifts
23-39 19 00 Aviation Equipment
23-39 19 11 Aviation Monitoring and Control
23-39 19 11 11 Approach Indication Equipment
23-39 19 11 13 Aviation Monitoring Equipment
23-39 19 11 13 11 Aviation Windsocks
23-39 19 13 Aviation Barriers
23-39 19 13 11 Jet Blast Barriers
23-39 19 13 13 Aviation Sound Barriers
23-39 21 00 Marine Construction Waterways and Seaways
23-39 21 11 Navigation Facilities
23-39 21 11 11 Components
23-39 21 11 11 11 Mooring Posts
23-39 21 11 11 13 Boat Fenders
23-39 21 11 13 Canal Locks
23-39 21 11 13 11 Canal Lock Gates
23-39 21 11 13 11 11 Canal Hydraulic Gates
23-39 21 11 13 11 13 Canal High Pressure Gates
23-39 21 11 13 11 15 Canal Hinged Leaf Gates
23-39 21 11 13 11 17 Canal Radial Gates
23-39 21 11 13 11 19 Canal Slide Gates
23-39 21 11 13 11 21 Canal Sluice Gates
23-39 21 11 13 11 23 Canal Spillway Crest Gates
23-39 21 11 13 11 25 Canal Vertical Lift Gates
23-39 21 11 13 13 Canal Hydraulic Valves
23-39 21 11 13 13 11 Canal Butterfly Valves
23-39 21 11 13 13 13 Canal Regulating Valves
23-39 21 11 15 Piers and Docks
23-39 21 11 15 11 Floating Docks
23-39 21 11 15 13 Dock Loading Ramps
23-39 21 11 17 Pontoons
23-39 21 11 19 Jetties
23-39 21 13 Waterflow Controls
23-39 21 13 11 Reservoirs
23-39 21 13 13 Dams, Dikes
23-39 21 13 15 Weirs
23-39 21 13 17 Barrages
23-39 21 13 19 Bifurcation Panels
23-39 21 13 21 Manifolds
23-39 21 13 23 Penstocks and Sluice Gate
23-39 21 13 25 Trash Rakes
23-39 21 15 Breakwater Products
23-39 21 15 11 Bulkheads
23-39 21 15 13 Seawalls
23-39 21 15 15 Moles and Breakwater
23-39 21 15 17 Groins
23-39 21 17 Marine Monitoring and Control
23-39 21 17 11 Navigation Signs
23-39 21 17 13 Navigation Lights
23-39 21 17 15 Navigation Monitoring Equipment
23-39 23 00 Electrical Utility Equipment
23-39 23 11 Electrical Transmission Equipment
23-39 23 11 11 Electrical Utility Poles
23-39 23 11 13 Electrical Utility Towers
23-39 25 00 Natural Gas Utility Equipment
23-39 25 11 Natural Gas Utility Pipeline Equipment
23-39 27 00 Water Utility Equipment
23-39 27 11 Water Utility Pipeline Equipment
23-39 29 00 Waste Water Collection and Removal
23-39 29 11 Waste Water Drains
23-39 29 11 11 Waste Water French Drains
23-39 29 11 13 Waste Water Storm Drain
23-39 29 11 13 11 Manhole (Goes in Prefab Concrete)
23-39 29 11 13 13 Manhole Cover
23-39 29 11 13 15 Manhole Ladder
23-39 29 11 13 17 Manhole Rung
23-39 29 11 15 Waste Water Drainage Pipes, Couplings, Collectors
23-39 29 11 17 Wastewater Pipework Access Fittings
23-39 29 13 Waste Water Subdrainage
23-39 29 13 11 Geocomposite Drains
23-39 29 13 13 Geotextile Subsurface Drainage Filtration
23-39 29 13 15 Pipe Underdrain and Pavement Base Drain
23-39 29 13 17 Subgrade Drains
23-39 29 13 19 Surface Water Drainage Systems
23-39 29 13 19 11 Surface Water Catch Basins, Grates, and Frames
23-39 29 13 19 13 Combination Storm Drain and Underdrain Inlets
23-39 29 13 19 15 Storm Drainage Manholes, Frames, and Covers
23-39 29 13 19 17 Surface Water Retention Chambers
23-39 29 13 21 Storm Water Ponds and Reservoirs
23-39 29 13 2 19 Surface Water Retention Basins
23-39 29 13 21 21 Storm Water Pond Covers
23-39 29 13 21 9 23 Storm Water Pond Liners
23-39 29 15 Waste Water Channels, Gullies, Gratings, Covers
23-39 31 00 Packaged Waste Water Treatment
23-39 31 11 Packaged Stations
23-39 31 11 11 Packaged Pumping Stations
23-39 31 11 13 Packaged Lift Stations
23-39 31 13 Packaged Sewage Treatment Plants
23-39 33 00 Water and Waste Water Preliminary Treatment Equipment
23-39 33 11 Screening Equipment
23-39 33 11 11 Climber-type Bar Screens
23-39 33 11 13 Chain-and-Rage Bar Screens
23-39 33 11 15 Flexible Rake Bar Screens
23-39 33 11 17 Catenary Bar Screens
23-39 33 11 19 Continuous Belt Screens
23-39 33 11 21 Cylindrical Bar Screens
23-39 33 11 23 Step Screens
23-39 33 11 25 Rotary Drum Screens
23-39 33 11 27 Spiral Screens
23-39 33 11 29 Band Screens
23-39 33 11 31 Disc Screens
23-39 33 11 33 Traveling Screens
23-39 33 11 35 Perforated Plate Screens
23-39 33 11 37 Wedge Wire Screens
23-39 33 11 39 Element Screens
23-39 33 11 41 Trash Raking Equipment
23-39 33 11 43 Screenings Washing and Compacting Equipment
23-39 33 11 45 Vacuum Screenings Conveying Equipment
23-39 33 11 47 Screenings Storage Containers
23-39 33 11 49 Septage Receiving Equipment
23-39 33 13 Grit Removal and Handling Equipment
23-39 33 13 11 Chain-and-Bucket Grit Removal Equipment
23-39 33 13 13 Chain-and-Flight Grit Removal Equipment
23-39 33 13 15 Vortex Grit Removal Equipment
23-39 33 13 17 Cyclone Degritters
23-39 33 13 19 Aerated Grit Removal Equipment
23-39 33 13 21 Inline Baffled Grit Removal Equipment
23-39 33 13 23 Traveling Bridge Grit Removal Equipment
23-39 33 13 25 Grit Classifying and Washing Equipment
23-39 33 13 27 Grit Storage Containers
23-39 33 15 Grinding and Shredding Equipment
23-39 33 15 11 Macerators
23-39 33 15 13 Comminutors
23-39 33 15 15 Inline Grinders
23-39 33 15 17 Open-Channel Grinders
23-39 33 15 19 Modular Grinding-Screening-Compacting Equipment
23-39 33 17 Oil and Grease Separation and Removal Equipment
23-39 33 17 11 Coalescing Oil-Water Separators
23-39 33 17 13 API Oil-Water Separators
23-39 33 17 15 Grease Traps
23-39 33 17 17 Dissolved Air Flotation Grease and Oil Separation Equipment
23-39 33 17 19 Helical Scum Skimming and Removal Equipment
23-39 33 17 21 Tipping Trough Scum Skimming and Removal Equipment
23-39 33 17 23 Chain and Flight Scum Collection and Removal Equipment
23-39 33 17 25 Floating Scum Skimming and Removal Equipment
23-39 35 00 Water and Wastewater Chemical Feed Equipment
23-39 35 11 Gas Chemical Feed Equipment
23-39 35 11 11 Chlorine Gas Feed Equipment
23-39 35 11 13 Sulfur Dioxide Gas Feed Equipment
23-39 35 11 15 Ammonia Gas Feed Equipment
23-39 35 11 17 Gas Storage, Weighing, and Leak Detection Equipment
23-39 35 11 19 Chlorine Dioxide Reactors
23-39 35 11 21 Carbon Dioxide Gas Feed Equipment
23-39 35 11 23 Ozone Generating and Feed Equipment
23-39 35 11 25 Liquid Oxygen Storage and Feed Equipment
23-39 35 11 27 Cleaning Requirements for Oxygen Service
23-39 35 11 29 Gas Chemical Feed Accessories and Safety Equipment
23-39 35 13 Liquid Chemical Feed Equipment
23-39 35 13 11 Sodium Hypochlorite Generating Equipment
23-39 35 13 13 Liquid Chemical Weighing Equipment
23-39 35 13 15 Polymer Blending and Feed Equipment
23-39 35 13 17 Diaphragm-type Metering Pumps
23-39 35 13 19 Peristaltic Metering Pumps
23-39 35 13 21 Progressing Cavity Metering Pumps
23-39 35 13 23 Lobe Metering Pumps
23-39 35 13 25 Drum Pumps
23-39 35 13 27 Liquid Chemical Transfer Pumps
23-39 35 13 29 Liquid Chemical Diffusers
23-39 35 13 31 Liquid Chemical Feed Accessories and Safety Equipment
23-39 35 15 Dry Chemical Feed Equipment
23-39 35 15 11 Storage Silos
23-39 35 15 13 Dry Chemical Weighing Equipment
23-39 35 15 15 Volumetric Feed Equipment
23-39 35 15 17 Gravimetric Feed Equipment
23-39 35 15 19 Lime Slaking Equipment
23-39 35 15 21 Chemical Tablet Feeding Equipment
23-39 35 15 23 Dry Chemical Feed Accessories and Safety Equipment
23-39 37 00 Water and Wastewater Clarification and Mixing Equipment
23-39 37 11 Mixing Equipment
23-39 37 11 11 Rapid Mixers
23-39 37 11 13 Inline Blender-type Rapid Mixers
23-39 37 11 15 Induction-type Rapid Mixing Equipment
23-39 37 11 17 Inline Static Mixers
23-39 37 11 19 Mixing Equipment
23-39 37 11 21 Submersible Mixers
23-39 37 11 23 Floating Mechanical Mixers
23-39 37 11 25 Paddle Mixers
23-39 37 11 27 Pin Mixers
23-39 37 11 29 Vertical Reel Flocculation Equipment
23-39 37 11 31 Horizontal Reel Flocculation Equipment
23-39 37 11 33 Vertical Turbine Flocculation Equipment
23-39 37 11 35 Walking-beam Flocculation Equipment
23-39 37 11 37 Horizontal Oscillating Flocculation Equipment
23-39 37 11 39 Top-entering Tank Mixers
23-39 37 11 41 Side-entry Tank Mixers
23-39 37 11 43 Portable Tank Mixers
23-39 37 13 Clarifier Equipment
23-39 37 13 11 Chain-and-Flight Clarifier Equipment
23-39 37 13 13 Traveling Bridge Clarifier Equipment
23-39 37 13 15 Differential Head Clarifier Equipment
23-39 37 13 17 Oscillating Scraper-type Clarifier Equipment
23-39 37 13 19 Circular Clarifier Equipment
23-39 37 13 21 Solids Contact Clarifier Equipment
23-39 37 13 23 Flocculating Clarifier, Pulsating Sludge Blanket Type
23-39 37 13 25 Dissolved Air Flotation Equipment for Water Treatment
23-39 37 13 27 Ballasted High-rate Clarifier Equipment
23-39 37 13 29 High rate Clarification/Thickening Equipment
23-39 37 13 31 Tube Settlers
23-39 37 13 33 Lined Plate Settlers
23-39 37 15 Sediment Removal Equipment
23-39 37 15 11 Tipping Sediment Flushing Tanks
23-39 37 15 13 Flushing Gates
23-39 37 15 15 Water Cannon
23-39 39 00 Water and Wastewater Secondary Treatment Equipment
23-39 39 11 Air and Gas Diffusion Equipment
23-39 39 11 11 Fixed Mechanical Aerators
23-39 39 11 13 Floating Mechanical Aerators
23-39 39 11 15 Submersible Aspirating Aerator Equipment
23-39 39 11 17 Jet Aeration Equipment
23-39 39 11 19 Coarse Bubble Diffusers
23-39 39 11 21 Swing-type Channel Aeration Equipment
23-39 39 11 23 Shear Box Diffusers
23-39 39 11 25 Flexible Membrane Tube Diffusers
23-39 39 11 27 Flexible Membrane Disc Diffusers
23-39 39 11 29 Ceramic Disc Fine Bubble Diffusers
23-39 39 11 31 Floating Membrane Diffusers
23-39 39 11 33 Membrane Diffusers
23-39 39 11 35 Cascading Aerators
23-39 39 11 37 Pure-oxygen Generating Equipment
23-39 39 13 Biological Treatment Systems
23-39 39 13 11 Rotating Biological Contactors
23-39 39 13 13 Trickling Filter Rotary Distributor Equipment
23-39 39 13 15 Trickling Filter Media
23-39 39 13 17 Bio-towers
23-39 39 13 19 Moving-bed Biological Reactors
23-39 39 13 21 Integrated Fixed-film Activated Sludge Equipment
23-39 39 13 23 Intermittent Sand Filters for Wastewater Treatment
23-39 39 13 25 Deep-bed Denitrification Filters
23-39 39 13 27 Biologically Activated Filters
23-39 39 13 29 Membrane Biological Reactors
23-39 39 13 31 Sequencing Batch Reactors
23-39 39 13 33 Oxidation Ditch Equipment
23-39 39 13 35 Vertical Loop Reactors
23-39 41 00 Water and Wastewater Advanced Treatment Equipment
23-39 41 11 Filtration Equipment
23-39 41 11 11 Filter Media
23-39 41 11 13 Filter Surface Wash Agitators
23-39 41 11 15 Filter Air Scour Equipment
23-39 41 11 17 Wash Water Troughs
23-39 41 11 19 Pressure Filters
23-39 41 11 21 Gravity Filters
23-39 41 11 23 High-rate Sand Filters
23-39 41 11 25 Traveling Bridge Filters
23-39 41 11 27 Microfiltration and Ultrafiltration Membrane Equipment
23-39 41 11 29 Disc Cloth Filters
23-39 41 11 31 Rotary Drum Cloth Filters
23-39 41 11 33 Automatic Backwash Cloth Filter Equipment
23-39 41 11 35 Cartridge Filters
23-39 41 11 37 Bag Filters
23-39 41 11 39 Automatic Straining Equipment
23-39 41 13 Demineralization Equipment
23-39 41 13 11 Ion-exchange Vessel Media
23-39 41 13 13 Electrodialysis Reversal Equipment
23-39 41 13 15 Reverse Osmosis and Nanofiltration Membrane Equipment
23-39 41 13 17 Multiple-effect Distillation Equipment
23-39 41 13 19 Desalination Mechanical Vapor Compression Equipment
23-39 41 13 21 Desalination Thermal Vapor Compression Equipment
23-39 41 13 23 Desalination Multi-stage Flash Equipment
23-39 41 13 25 Desalination Falling Film Evaporators
23-39 41 13 27 Desalination Rising Film Evaporators
23-39 41 13 29 Desalination Forced-circulation Crystallizing Equipment
23-39 41 13 31 Desalination Spray Dry Evaporation Equipment
23-39 41 13 33 Demineralization Energy Recovery Equipment
23-39 41 15 Ultraviolet Equipment
23-39 41 15 11 Closed-vessel Low-pressure/Low-intensity Ultraviolet Treatment Equipment
23-39 41 15 13 Closed-vessel Low-pressure/High-intensity Ultraviolet Treatment Equipment
23-39 41 15 15 Closed-vessel Medium-pressure Ultraviolet Treatment Equipment
23-39 41 15 17 Open-channel Low-pressure/Low-intensity Ultraviolet Treatment Equipment
23-39 41 15 19 Open-channel Low-pressure/High-intensity Ultraviolet Treatment Equipment
23-39 41 15 21 Open-channel Medium-pressure Ultraviolet Treatment Equipment
23-39 43 00 Water and Wastewater Residuals Handling and Treatment
23-39 43 11 Residuals Thickening Equipment
23-39 43 11 11 Circular Gravity Thickeners
23-39 43 11 13 Gravity Belt Thickeners
23-39 43 11 15 Dissolved Air Flotation Thickening Equipment
23-39 43 11 17 Rotary Drum Thickening Equipment
23-39 43 11 19 Centrifuge Thickening Equipment
23-39 43 11 21 Disc Thickeners
23-39 43 11 23 Thickening Screw Press
23-39 43 11 25 Scum Concentrator Equipment
23-39 43 13 Residuals Stabilization
23-39 43 13 11 Digester Covers and Appurtenances
23-39 43 13 11 11 Fixed Covers
23-39 43 13 11 13 Floating Covers
23-39 43 13 11 15 Gasholder Covers
23-39 43 13 13 Radial Beam Fixed Digester Covers
23-39 43 13 15 Dual Deck Truss-type Fixed Digester Covers
23-39 43 13 17 Radial Beam Floating Digester Covers
23-39 43 13 19 Dual Deck Truss-type Floating Digester Covers
23-39 43 13 21 Radial Beam Floating Gas-holding Digester Covers
23-39 43 13 23 Dual Deck Truss-type Floating Gas-holding Digester Covers
23-39 43 13 25 Digester Appurtenances
23-39 43 13 27 Aerobic Digester Aeration Equipment
23-39 43 13 29 Autothermal Thermophilic Aerobic Digestion Equipment
23-39 43 13 31 Egg-shaped Digesters
23-39 43 13 33 Confined Gas Mixing System
23-39 43 13 35 Digester Heating Equipment
23-39 43 13 37 Residuals Pasteurization Equipment
23-39 43 15 Residuals Dewatering Equipment
23-39 43 15 11 Vacuum Filters
23-39 43 15 13 Belt Filter Presses
23-39 43 15 15 Plate-and-Frame Filter Presses
23-39 43 15 17 Rotary Presses
23-39 43 15 19 Screw Presses
23-39 43 15 21 Dewatering Centrifuges
23-39 43 15 23 Belt Dryers
23-39 43 15 25 Direct-heat Residuals Drying Equipment
23-39 43 15 27 Indirect-heat Residuals Drying Equipment
23-39 43 17 Thermal Treatment of Residuals
23-39 43 17 11 Multiple-hearth Sludge Incinerators
23-39 43 17 13 Fluidized-bed Sludge Incinerators
23-39 43 17 15 Ash Handling Equipment
23-39 43 17 17 Recuperative Air Preheating Equipment
23-39 43 17 19 Regenerative Thermal Oxidizers
23-39 43 17 21 Waste Heat Recovery Boilers
23-39 43 17 23 Waste Heat Recovery Heat Exchangers
23-39 43 17 25 Thermal Oxidation Equipment
23-39 45 00 Septic System Equipment
23-39 45 11 Liquid Waste Treatment
23-39 45 11 11 Liquid Waste Decanter
23-39 45 11 13 Bacterial Filter Tanks
23-39 45 11 15 Liquid Waste Decanters
23-39 45 11 17 Liquid Waste Separators
23-39 45 11 19 Liquid Waste Pond and Reservoir Products
23-39 45 11 19 11 Liquid Waste Pond Covers
23-39 45 11 19 13 Liquid Waste Pond Liners
23-39 45 11 21 Additives for Treatment of Liquid Waste
23-39 45 11 21 11 Additives for Waste Water and Sewage Treatment
23-39 45 11 21 13 Additives for Residue Treatment
23-39 45 13 Liquid Waste Monitoring and Control
23-39 45 13 11 Detectors of Water Pollution
23-39 45 15 Solid Waste Disposal Plant Products
23-39 45 15 11 Chutes and Collectors
23-39 45 15 13 Pneumatic Waste Equipment
23-39 45 15 15 Incineration Plant
23-39 45 15 15 11 Packaged Incinerators
23-39 45 15 17 Crusher Plant
23-39 45 15 17 11 Waste Compactors and Destructors
23-39 45 15 19 Baling Plant
23-39 45 15 21 Pulping Machines
23-39 45 17 Solid Waste Handling Products
23-39 45 19 Solid Waste Impelling Equipment
23-39 45 21 Solid Waste Treatment Equipment
23-39 45 21 11 Solid Waste Compactors, Destructors, and Balers
23-39 45 21 13 Solid Waste Crushers
23-39 45 21 15 Solid Waste Pulping Machines
23-39 45 21 17 Solid Waste Shredding Machines
23-39 45 21 19 Incinerators
23-39 45 21 19 11 Solid Waste Incinerators
23-39 45 21 19 13 Packaged Incinerators
23-39 45 23 Solid Waste Monitoring and Control Equipment
23-39 45 23 11 Solid Waste Metal Detectors
23-39 45 23 13 Solid Waste Detectors for Other Solids
23-39 45 25 Solid Waste Collection and Removal Products
23-39 45 25 11 Complete Solid Waste Removal Systems
23-39 45 25 13 Solid Waste Bins
23-39 45 25 15 Gravity Chute Solid Waste Systems
23-39 45 25 17 Refuse Disposal Chutes
23-39 45 25 17 11 Refuse Hoppers
23-39 45 25 17 13 Refuse Chute Doors
23-39 45 25 17 15 Refuse Chute Decontamination Units
23-39 45 27 Solid Waste Handling Systems
23-39 45 27 11 Refuse Compactors
23-39 45 27 13 Refuse Containers
23-39 45 27 15 Dust Collectors
23-39 45 27 17 Utility Poles
23-39 47 00 Offshore Structures

## 12-Передача (hidden)
TransmittalID | RegisterID | DocumentID | TransmittalNumber | TransmittalRevision | TransmittalDeviation | TransmittalName | TransmittalDescription | CreatedBy | CreatedDate | CreatedTime | ReplacesID | Withdrawn | TransmittalIDPick
1 | 2,Окна | 1,АР |  |  | No | Ведомость окон |  | ContactIDPick | 2019-07-05 12:24 | 43651.5165 | 2, | No | 1,Ведомость окон
2 | 3,Окна алюминевые | 3,АР |  |  | No | Ведомость окон |  | ContactIDPick | 2019-07-05 12:24 | 43651.5165 | 1, | No | 2,Ведомость окон
3 | 1,Стены | 7,КЖ |  |  | No | Ведомость стен |  | ContactIDPick | 2019-07-05 12:24 | 43651.5165 | TransmittalIDPick | No | 3,Ведомость стен
4 | 1,Стены | 7,КЖ |  |  | No | Ведомость стен |  | ContactIDPick | 2019-07-05 12:24 | 43651.5165 | TransmittalIDPick | No | 4,Ведомость стен

## 13-Действие (hidden)
ActionID | RegisterID | ActionCode | TransmittalID | ActionDescription | CreatedBy | CreatedDate | CreatedTime | ReplacesID | Withdrawn
1 | 1,Стены | Information Only | 1, |  | 1,Иванов,Иван,ЛАД | 2019-07-05 12:24 | 43651.5165 | 2 | No
2 | 1,Стены | Information Only | 1, |  | 2,Петров,Петр,ЛАД | 2019-07-05 12:24 | 43651.5165 | 3 | No
3 | 1,Стены | Information Only | 1, |  | 2,Петров,Петр,ЛАД | 2019-07-05 12:24 | 43651.5165 | 3 | No
4 | 1,Стены | Information Only | 1, |  | 2,Петров,Петр,ЛАД | 2019-07-05 12:24 | 43651.5165 | 3 | No
5 | 1,Стены | Information Only | 1, |  | 2,Петров,Петр,ЛАД | 2019-07-05 12:24 | 43651.5165 | 3 | No
6 | 1,Стены | Information Only | 1, |  | 1,Иванов,Иван,ЛАД | 2019-07-05 12:24 | 43651.5165 | 3 | No
7 | 1,Стены | Information Only | 1, |  | 1,Иванов,Иван,ЛАД | 2019-07-05 12:24 | 43651.5165 | 3 | No
8 | 1,Стены | Information Only | 1, |  | 1,Иванов,Иван,ЛАД | 2019-07-05 12:24 | 43651.5165 | 3 | No
9 | 1,Стены | Information Only | 1, |  | 1,Иванов,Иван,ЛАД | 2019-07-05 12:24 | 43651.5165 | 3 | No
10 | 1,Стены | Information Only | 1, |  | 1,Иванов,Иван,ЛАД | 2019-07-05 12:24 | 43651.5165 | 3 | No

## 14-Работы (hidden)
InstallationID | RegisterID | ComponentID | TransmittalID | SpaceIDList | DocumentIDList | InstallationName | InstallationMnufacturer | InstallationModel | InstallationSerialNumber | InstallationTagNumber | InstallationDescription | CreatedBy | CreatedDate | CreatedTime | ReplacesID | Withdrawn | InstallationIDPick
1 | 2,Окна | 13,ОК-1 | 1, |  |  |  |  | ОК-1 |  |  |  | 2,Петров,Петр,ЛАД | 2019-07-05 12:24 | 43651.5165 | 1,,ОК-1 | No | 1,,ОК-1
2 | 6,Двери | 5,Д-3 | 2, |  |  |  |  | Д-3 |  |  |  | 2,Петров,Петр,ЛАД | 2019-07-05 12:24 | 43651.5165 | 2,,Д-3 | No | 2,,Д-3

## 15-Manual (hidden)
ManualID | DocumentIDList | RegisterIDList | TransmittalIDList | InstallationIDList | SystemIDList | ManualName | ManualDescription | CreatedBy | CreatedDate | ReplacesID | CreatedTime | Withdrawn
1 | [7 empty] | ContactIDPick | 2019-07-05 12:24 | 43651.5165 | ManualID | No
2 | [7 empty] | ContactIDPick | 2019-07-05 12:24 | 43651.5165 | ManualID | No
3 | [7 empty] | ContactIDPick | 2019-07-05 12:24 | 43651.5165 | ManualID | No
4 | [7 empty] | ContactIDPick | 2019-07-05 12:24 | 43651.5165 | ManualID | No
5 | [7 empty] | ContactIDPick | 2019-07-05 12:24 | 43651.5165 | ManualID | No
6 | [7 empty] | ContactIDPick | 2019-07-05 12:24 | 43651.5165 | ManualID | No
7 | [7 empty] | ContactIDPick | 2019-07-05 12:24 | 43651.5165 | ManualID | No
8 | [7 empty] | ContactIDPick | 2019-07-05 12:24 | 43651.5165 | ManualID | No
9 | [7 empty] | ContactIDPick | 2019-07-05 12:24 | 43651.5165 | ManualID | No
10 | [7 empty] | ContactIDPick | 2019-07-05 12:24 | 43651.5165 | ManualID | No

## 16-Warranty (hidden)
WarrantyID | DocumentIDList | RegisterIDList | GuarantorIDList | TransmittalIDList | InstallationIDList | SystemIDList | WarrantyName | WarrantyDescription | WarrantyStart | WarrantyEnd | CreatedBy | CreatedDate | CreatedTime | ReplacesID | Withdrawn
1 | [10 empty] | 1,Иванов,Иван,ЛАД | 2019-07-05 12:24 | 43651.5165 | WarrantyID | No
2 | [10 empty] | 1,Иванов,Иван,ЛАД | 2019-07-05 12:24 | 43651.5165 | WarrantyID | No
3 | [10 empty] | 1,Иванов,Иван,ЛАД | 2019-07-05 12:24 | 43651.5165 | WarrantyID | No
4 | [10 empty] | 1,Иванов,Иван,ЛАД | 2019-07-05 12:24 | 43651.5165 | WarrantyID | No
5 | [10 empty] | 1,Иванов,Иван,ЛАД | 2019-07-05 12:24 | 43651.5165 | WarrantyID | No
6 | [10 empty] | 1,Иванов,Иван,ЛАД | 2019-07-05 12:24 | 43651.5165 | WarrantyID | No
7 | [10 empty] | 1,Иванов,Иван,ЛАД | 2019-07-05 12:24 | 43651.5165 | WarrantyID | No
8 | [10 empty] | 1,Иванов,Иван,ЛАД | 2019-07-05 12:24 | 43651.5165 | WarrantyID | No
9 | [10 empty] | 1,Иванов,Иван,ЛАД | 2019-07-05 12:24 | 43651.5165 | WarrantyID | No
10 | [10 empty] | 1,Иванов,Иван,ЛАД | 2019-07-05 12:24 | 43651.5165 | WarrantyID | No

## 17-Spare (hidden)
SpareID | SpareType | DocumentIDList | RegisterIDList | SpareProviderIDList | SpareSetID | TransmittalIDList | InstallationIDList | SystemIDList | SpareName | SpareNumber | SpareDescription | CreatedBy | CreatedDate | CreatedTime | ReplacesID | Withdrawn | SpareIDPick
1 | SpareType |  |  |  | SpareIDPick | [6 empty] | ContactIDPick | 2019-07-05 12:24 | 43651.5165 | SpareIDPick | No | 1,
2 | SpareType |  |  |  | SpareIDPick | [6 empty] | ContactIDPick | 2019-07-05 12:24 | 43651.5165 | SpareIDPick | No | 2,
3 | SpareType |  |  |  | SpareIDPick | [6 empty] | ContactIDPick | 2019-07-05 12:24 | 43651.5165 | SpareIDPick | No | 3,
4 | SpareType |  |  |  | SpareIDPick | [6 empty] | ContactIDPick | 2019-07-05 12:24 | 43651.5165 | SpareIDPick | No | 4,
5 | SpareType |  |  |  | SpareIDPick | [6 empty] | ContactIDPick | 2019-07-05 12:24 | 43651.5165 | SpareIDPick | No | 5,
6 | SpareType |  |  |  | SpareIDPick | [6 empty] | ContactIDPick | 2019-07-05 12:24 | 43651.5165 | SpareIDPick | No | 6,
7 | SpareType |  |  |  | SpareIDPick | [6 empty] | ContactIDPick | 2019-07-05 12:24 | 43651.5165 | SpareIDPick | No | 7,
8 | SpareType |  |  |  | SpareIDPick | [6 empty] | ContactIDPick | 2019-07-05 12:24 | 43651.5165 | SpareIDPick | No | 8,
9 | SpareType |  |  |  | SpareIDPick | [6 empty] | ContactIDPick | 2019-07-05 12:24 | 43651.5165 | SpareIDPick | No | 9,
10 | SpareType |  |  |  | SpareIDPick | [6 empty] | ContactIDPick | 2019-07-05 12:24 | 43651.5165 | SpareIDPick | No | 10,

## 18-Instruction (hidden)
InstructionID | DocumentIDList | RegisterIDList | TransmittalIDList | InstallationIDList | SystemIDList | InstructionName | InstructionDescription | CreatedBy | CreatedDate | CreatedTime | ReplacesID | Withdrawn
1 | [7 empty] | ContactIDPick | 2019-07-05 12:24 | 43651.5165 | InstructionID | No
2 | [7 empty] | ContactIDPick | 2019-07-05 12:24 | 43651.5165 | InstructionID | No
3 | [7 empty] | ContactIDPick | 2019-07-05 12:24 | 43651.5165 | InstructionID | No
4 | [7 empty] | ContactIDPick | 2019-07-05 12:24 | 43651.5165 | InstructionID | No
5 | [7 empty] | ContactIDPick | 2019-07-05 12:24 | 43651.5165 | InstructionID | No
6 | [7 empty] | ContactIDPick | 2019-07-05 12:24 | 43651.5165 | InstructionID | No
7 | [7 empty] | ContactIDPick | 2019-07-05 12:24 | 43651.5165 | InstructionID | No
8 | [7 empty] | ContactIDPick | 2019-07-05 12:24 | 43651.5165 | InstructionID | No
9 | [7 empty] | ContactIDPick | 2019-07-05 12:24 | 43651.5165 | InstructionID | No
10 | [7 empty] | ContactIDPick | 2019-07-05 12:24 | 43651.5165 | InstructionID | No

## 19-Test (hidden)
TestID | DocumentIDList | RegisterIDList | TransmittalIDList | InstallationIDList | SystemIDList | TestName | TestDescription | CreatedBy | CreatedDate | CreatedTime | ReplacesID | Withdrawn
1 | [7 empty] | ContactIDPick | 2019-07-05 12:24 | 43651.5165 | TestID | No
2 | [7 empty] | ContactIDPick | 2019-07-05 12:24 | 43651.5165 | TestID | No
3 | [7 empty] | ContactIDPick | 2019-07-05 12:24 | 43651.5165 | TestID | No
4 | [7 empty] | ContactIDPick | 2019-07-05 12:24 | 43651.5165 | TestID | No
5 | [7 empty] | ContactIDPick | 2019-07-05 12:24 | 43651.5165 | TestID | No
6 | [7 empty] | ContactIDPick | 2019-07-05 12:24 | 43651.5165 | TestID | No
7 | [7 empty] | ContactIDPick | 2019-07-05 12:24 | 43651.5165 | TestID | No
8 | [7 empty] | ContactIDPick | 2019-07-05 12:24 | 43651.5165 | TestID | No
9 | [7 empty] | ContactIDPick | 2019-07-05 12:24 | 43651.5165 | TestID | No
10 | [7 empty] | ContactIDPick | 2019-07-05 12:24 | 43651.5165 | TestID | No

## 20-Certification (hidden)
CertificationID | DocumentIDList | RegisterIDList | TransmittalIDList | InstallationIDList | SystemIDList | CertificationName | CertificationDescription | CreatedBy | CreatedDate | CreatedTime | ReplacesID | Withdrawn
1 | [7 empty] | ContactIDPick | 2019-07-05 12:24 | 43651.5165 | CertificationID | No
2 | [7 empty] | ContactIDPick | 2019-07-05 12:24 | 43651.5165 | CertificationID | No
3 | [7 empty] | ContactIDPick | 2019-07-05 12:24 | 43651.5165 | CertificationID | No
4 | [7 empty] | ContactIDPick | 2019-07-05 12:24 | 43651.5165 | CertificationID | No
5 | [7 empty] | ContactIDPick | 2019-07-05 12:24 | 43651.5165 | CertificationID | No
6 | [7 empty] | ContactIDPick | 2019-07-05 12:24 | 43651.5165 | CertificationID | No
7 | [7 empty] | ContactIDPick | 2019-07-05 12:24 | 43651.5165 | CertificationID | No
8 | [7 empty] | ContactIDPick | 2019-07-05 12:24 | 43651.5165 | CertificationID | No
9 | [7 empty] | ContactIDPick | 2019-07-05 12:24 | 43651.5165 | CertificationID | No
10 | [7 empty] | ContactIDPick | 2019-07-05 12:24 | 43651.5165 | CertificationID | No

## 21-Material (hidden)
MaterialID | DocumentIDList | RegisterIDList | TransmittalIDList | InstallationIDList | SystemIDList | MaterialName | MaterialDescription | CreatedBy | CreatedDate | CreatedTime | ReplacesID | Withdrawn
1 | [7 empty] | ContactIDPick | 2019-07-05 12:24 | 43651.5165 | MaterialID | No
2 | [7 empty] | ContactIDPick | 2019-07-05 12:24 | 43651.5165 | MaterialID | No
3 | [7 empty] | ContactIDPick | 2019-07-05 12:24 | 43651.5165 | MaterialID | No
4 | [7 empty] | ContactIDPick | 2019-07-05 12:24 | 43651.5165 | MaterialID | No
5 | [7 empty] | ContactIDPick | 2019-07-05 12:24 | 43651.5165 | MaterialID | No
6 | [7 empty] | ContactIDPick | 2019-07-05 12:24 | 43651.5165 | MaterialID | No
7 | [7 empty] | ContactIDPick | 2019-07-05 12:24 | 43651.5165 | MaterialID | No
8 | [7 empty] | ContactIDPick | 2019-07-05 12:24 | 43651.5165 | MaterialID | No
9 | [7 empty] | ContactIDPick | 2019-07-05 12:24 | 43651.5165 | MaterialID | No
10 | [7 empty] | ContactIDPick | 2019-07-05 12:24 | 43651.5165 | MaterialID | No

## 22-Tool (hidden)
ToolID | DocumentIDList | RegisterIDList | TransmittalIDList | InstallationIDList | SystemIDList | ToolName | ToolDescription | CreatedBy | CreatedDate | CreatedTime | ReplacesID | Withdrawn
1 | [7 empty] | ContactIDPick | 2019-07-05 12:24 | 43651.5165 | ToolID | No
2 | [7 empty] | ContactIDPick | 2019-07-05 12:24 | 43651.5165 | ToolID | No
3 | [7 empty] | ContactIDPick | 2019-07-05 12:24 | 43651.5165 | ToolID | No
4 | [7 empty] | ContactIDPick | 2019-07-05 12:24 | 43651.5165 | ToolID | No
5 | [7 empty] | ContactIDPick | 2019-07-05 12:24 | 43651.5165 | ToolID | No
6 | [7 empty] | ContactIDPick | 2019-07-05 12:24 | 43651.5165 | ToolID | No
7 | [7 empty] | ContactIDPick | 2019-07-05 12:24 | 43651.5165 | ToolID | No
8 | [7 empty] | ContactIDPick | 2019-07-05 12:24 | 43651.5165 | ToolID | No
9 | [7 empty] | ContactIDPick | 2019-07-05 12:24 | 43651.5165 | ToolID | No
10 | [7 empty] | ContactIDPick | 2019-07-05 12:24 | 43651.5165 | ToolID | No

## 23-Training (hidden)
TrainingID | DocumentIDList | RegisterIDList | TransmittalIDList | InstallationIDList | SystemIDList | TrainingName | TrainingDescription | CreatedBy | CreatedDate | CreatedTime | ReplacesID | Withdrawn
1 | [7 empty] | ContactIDPick | 2019-07-05 12:24 | 43651.5165 | TrainingID | No
2 | [7 empty] | ContactIDPick | 2019-07-05 12:24 | 43651.5165 | TrainingID | No
3 | [7 empty] | ContactIDPick | 2019-07-05 12:24 | 43651.5165 | TrainingID | No
4 | [7 empty] | ContactIDPick | 2019-07-05 12:24 | 43651.5165 | TrainingID | No
5 | [7 empty] | ContactIDPick | 2019-07-05 12:24 | 43651.5165 | TrainingID | No
6 | [7 empty] | ContactIDPick | 2019-07-05 12:24 | 43651.5165 | TrainingID | No
7 | [7 empty] | ContactIDPick | 2019-07-05 12:24 | 43651.5165 | TrainingID | No
8 | [7 empty] | ContactIDPick | 2019-07-05 12:24 | 43651.5165 | TrainingID | No
9 | [7 empty] | ContactIDPick | 2019-07-05 12:24 | 43651.5165 | TrainingID | No
10 | [7 empty] | ContactIDPick | 2019-07-05 12:24 | 43651.5165 | TrainingID | No

## 24-PM (hidden)
PMTaskID | RegisterIDList | TaskStatus | DocumentIDList | TransmittalIDList | InstallationIDList | SystemIDList | MaterialIDList | ToolIDList | TrainingIDList | PriorTaskList | TaskNumber | TaskName | TaskDescription | TaskDuration | TaskDurationUnit | TaskStart | TaskStartUnit | TaskFrequency | TaskFrequencyUnit | CreatedBy | CreatedDate | CreatedTime | ReplacesID | Withdrawn
1 |  | Started | [12 empty] | день |  | день |  | день | 1,Иванов,Иван,ЛАД | 2019-07-05 12:24 | 43651.5165 | 2 | No
2 |  | Not Yet Started | [12 empty] | день |  | день |  | день | 1,Иванов,Иван,ЛАД | 2019-07-05 12:24 | 43651.5165 | 3 | No
3 |  | Not Yet Started | [12 empty] | день |  | день |  | день | 1,Иванов,Иван,ЛАД | 2019-07-05 12:24 | 43651.5165 | 3 | No
4 |  | Not Yet Started | [12 empty] | день |  | день |  | день | 1,Иванов,Иван,ЛАД | 2019-07-05 12:24 | 43651.5165 | 3 | No
5 |  | Not Yet Started | [12 empty] | день |  | день |  | день | 1,Иванов,Иван,ЛАД | 2019-07-05 12:24 | 43651.5165 | 3 | No
6 |  | Not Yet Started | [12 empty] | день |  | день |  | день | 1,Иванов,Иван,ЛАД | 2019-07-05 12:24 | 43651.5165 | 3 | No
7 |  | Not Yet Started | [12 empty] | день |  | день |  | день | 1,Иванов,Иван,ЛАД | 2019-07-05 12:24 | 43651.5165 | 3 | No
8 |  | Not Yet Started | [12 empty] | день |  | день |  | день | 1,Иванов,Иван,ЛАД | 2019-07-05 12:24 | 43651.5165 | 3 | No
9 |  | Not Yet Started | [12 empty] | день |  | день |  | день | 1,Иванов,Иван,ЛАД | 2019-07-05 12:24 | 43651.5165 | 3 | No
10 |  | Not Yet Started | [12 empty] | день |  | день |  | день | 1,Иванов,Иван,ЛАД | 2019-07-05 12:24 | 43651.5165 | 3 | No

## 25-Safety (hidden)
SafetyTaskID | RegisterIDList | TaskStatus | DocumentIDList | TransmittalIDList | InstallationIDList | SystemIDList | MaterialIDList | ToolIDList | TrainingIDList | PriorTaskList | TaskNumber | TaskName | TaskDescription | TaskDuration | TaskDurationUnit | TaskStart | TaskStartUnit | TaskFrequency | TaskFrequencyUnit | CreatedBy | CreatedDate | CreatedTime | ReplacesID | Withdrawn
1 |  | JobStatusType | [12 empty] | DurationUnit |  | DurationUnit |  | DurationUnit | ContactIDPick | 2019-07-05 12:24 | 43651.5165 | SafetyTaskID | No
2 |  | JobStatusType | [12 empty] | DurationUnit |  | DurationUnit |  | DurationUnit | ContactIDPick | 2019-07-05 12:24 | 43651.5165 | SafetyTaskID | No
3 |  | JobStatusType | [12 empty] | DurationUnit |  | DurationUnit |  | DurationUnit | ContactIDPick | 2019-07-05 12:24 | 43651.5165 | SafetyTaskID | No
4 |  | JobStatusType | [12 empty] | DurationUnit |  | DurationUnit |  | DurationUnit | ContactIDPick | 2019-07-05 12:24 | 43651.5165 | SafetyTaskID | No
5 |  | JobStatusType | [12 empty] | DurationUnit |  | DurationUnit |  | DurationUnit | ContactIDPick | 2019-07-05 12:24 | 43651.5165 | SafetyTaskID | No
6 |  | JobStatusType | [12 empty] | DurationUnit |  | DurationUnit |  | DurationUnit | ContactIDPick | 2019-07-05 12:24 | 43651.5165 | SafetyTaskID | No
7 |  | JobStatusType | [12 empty] | DurationUnit |  | DurationUnit |  | DurationUnit | ContactIDPick | 2019-07-05 12:24 | 43651.5165 | SafetyTaskID | No
8 |  | JobStatusType | [12 empty] | DurationUnit |  | DurationUnit |  | DurationUnit | ContactIDPick | 2019-07-05 12:24 | 43651.5165 | SafetyTaskID | No
9 |  | JobStatusType | [12 empty] | DurationUnit |  | DurationUnit |  | DurationUnit | ContactIDPick | 2019-07-05 12:24 | 43651.5165 | SafetyTaskID | No
10 |  | JobStatusType | [12 empty] | DurationUnit |  | DurationUnit |  | DurationUnit | ContactIDPick | 2019-07-05 12:24 | 43651.5165 | SafetyTaskID | No

## 26-Trouble (hidden)
TroubleTaskID | RegisterIDList | TaskStatus | DocumentIDList | TransmittalIDList | InstallationIDList | SystemIDList | MaterialIDList | ToolIDList | TrainingIDList | PriorTaskList | TaskNumber | TaskName | TaskDescription | TaskDuration | TaskDurationUnit | TaskStart | TaskStartUnit | TaskFrequency | TaskFrequencyUnit | CreatedBy | CreatedDate | CreatedTime | ReplacesID | Withdrawn
1 |  | JobStatusType | [12 empty] | DurationUnit |  | DurationUnit |  | DurationUnit | ContactIDPick | 2019-07-05 12:24 | 43651.5165 | TroubleTaskID | No
2 |  | JobStatusType | [12 empty] | DurationUnit |  | DurationUnit |  | DurationUnit | ContactIDPick | 2019-07-05 12:24 | 43651.5165 | TroubleTaskID | No
3 |  | JobStatusType | [12 empty] | DurationUnit |  | DurationUnit |  | DurationUnit | ContactIDPick | 2019-07-05 12:24 | 43651.5165 | TroubleTaskID | No
4 |  | JobStatusType | [12 empty] | DurationUnit |  | DurationUnit |  | DurationUnit | ContactIDPick | 2019-07-05 12:24 | 43651.5165 | TroubleTaskID | No
5 |  | JobStatusType | [12 empty] | DurationUnit |  | DurationUnit |  | DurationUnit | ContactIDPick | 2019-07-05 12:24 | 43651.5165 | TroubleTaskID | No
6 |  | JobStatusType | [12 empty] | DurationUnit |  | DurationUnit |  | DurationUnit | ContactIDPick | 2019-07-05 12:24 | 43651.5165 | TroubleTaskID | No
7 |  | JobStatusType | [12 empty] | DurationUnit |  | DurationUnit |  | DurationUnit | ContactIDPick | 2019-07-05 12:24 | 43651.5165 | TroubleTaskID | No
8 |  | JobStatusType | [12 empty] | DurationUnit |  | DurationUnit |  | DurationUnit | ContactIDPick | 2019-07-05 12:24 | 43651.5165 | TroubleTaskID | No
9 |  | JobStatusType | [12 empty] | DurationUnit |  | DurationUnit |  | DurationUnit | ContactIDPick | 2019-07-05 12:24 | 43651.5165 | TroubleTaskID | No
10 |  | JobStatusType | [12 empty] | DurationUnit |  | DurationUnit |  | DurationUnit | ContactIDPick | 2019-07-05 12:24 | 43651.5165 | TroubleTaskID | No

## 27-StartUp (hidden)
StartUpTaskID | RegisterIDList | TaskStatus | DocumentIDList | TransmittalIDList | InstallationIDList | SystemIDList | MaterialIDList | ToolIDList | TrainingIDList | PriorTaskList | TaskNumber | TaskName | TaskDescription | TaskDuration | TaskDurationUnit | TaskStart | TaskStartUnit | TaskFrequency | TaskFrequencyUnit | CreatedBy | CreatedDate | CreatedTime | ReplacesID | Withdrawn
1 |  | JobStatusType | [12 empty] | DurationUnit |  | DurationUnit |  | DurationUnit | ContactIDPick | 2019-07-05 12:24 | 43651.5165 | StartUpTaskID | No
2 |  | JobStatusType | [12 empty] | DurationUnit |  | DurationUnit |  | DurationUnit | ContactIDPick | 2019-07-05 12:24 | 43651.5165 | StartUpTaskID | No
3 |  | JobStatusType | [12 empty] | DurationUnit |  | DurationUnit |  | DurationUnit | ContactIDPick | 2019-07-05 12:24 | 43651.5165 | StartUpTaskID | No
4 |  | JobStatusType | [12 empty] | DurationUnit |  | DurationUnit |  | DurationUnit | ContactIDPick | 2019-07-05 12:24 | 43651.5165 | StartUpTaskID | No
5 |  | JobStatusType | [12 empty] | DurationUnit |  | DurationUnit |  | DurationUnit | ContactIDPick | 2019-07-05 12:24 | 43651.5165 | StartUpTaskID | No
6 |  | JobStatusType | [12 empty] | DurationUnit |  | DurationUnit |  | DurationUnit | ContactIDPick | 2019-07-05 12:24 | 43651.5165 | StartUpTaskID | No
7 |  | JobStatusType | [12 empty] | DurationUnit |  | DurationUnit |  | DurationUnit | ContactIDPick | 2019-07-05 12:24 | 43651.5165 | StartUpTaskID | No
8 |  | JobStatusType | [12 empty] | DurationUnit |  | DurationUnit |  | DurationUnit | ContactIDPick | 2019-07-05 12:24 | 43651.5165 | StartUpTaskID | No
9 |  | JobStatusType | [12 empty] | DurationUnit |  | DurationUnit |  | DurationUnit | ContactIDPick | 2019-07-05 12:24 | 43651.5165 | StartUpTaskID | No
10 |  | JobStatusType | [12 empty] | DurationUnit |  | DurationUnit |  | DurationUnit | ContactIDPick | 2019-07-05 12:24 | 43651.5165 | StartUpTaskID | No

## 28-ShutDown (hidden)
ShutDownTaskID | RegisterIDList | TaskStatus | DocumentIDList | TransmittalIDList | InstallationIDList | SystemIDList | MaterialIDList | ToolIDList | TrainingIDList | PriorTaskList | TaskNumber | TaskName | TaskDescription | TaskDuration | TaskDurationUnit | TaskStart | TaskStartUnit | TaskFrequency | TaskFrequencyUnit | CreatedBy | CreatedDate | CreatedTime | ReplacesID | Withdrawn
1 |  | JobStatusType | [12 empty] | DurationUnit |  | DurationUnit |  | DurationUnit | ContactIDPick | 2019-07-05 12:24 | 43651.5165 | ShutDownTaskID | No
2 |  | JobStatusType | [12 empty] | DurationUnit |  | DurationUnit |  | DurationUnit | ContactIDPick | 2019-07-05 12:24 | 43651.5165 | ShutDownTaskID | No
3 |  | JobStatusType | [12 empty] | DurationUnit |  | DurationUnit |  | DurationUnit | ContactIDPick | 2019-07-05 12:24 | 43651.5165 | ShutDownTaskID | No
4 |  | JobStatusType | [12 empty] | DurationUnit |  | DurationUnit |  | DurationUnit | ContactIDPick | 2019-07-05 12:24 | 43651.5165 | ShutDownTaskID | No
5 |  | JobStatusType | [12 empty] | DurationUnit |  | DurationUnit |  | DurationUnit | ContactIDPick | 2019-07-05 12:24 | 43651.5165 | ShutDownTaskID | No
6 |  | JobStatusType | [12 empty] | DurationUnit |  | DurationUnit |  | DurationUnit | ContactIDPick | 2019-07-05 12:24 | 43651.5165 | ShutDownTaskID | No
7 |  | JobStatusType | [12 empty] | DurationUnit |  | DurationUnit |  | DurationUnit | ContactIDPick | 2019-07-05 12:24 | 43651.5165 | ShutDownTaskID | No
8 |  | JobStatusType | [12 empty] | DurationUnit |  | DurationUnit |  | DurationUnit | ContactIDPick | 2019-07-05 12:24 | 43651.5165 | ShutDownTaskID | No
9 |  | JobStatusType | [12 empty] | DurationUnit |  | DurationUnit |  | DurationUnit | ContactIDPick | 2019-07-05 12:24 | 43651.5165 | ShutDownTaskID | No
10 |  | JobStatusType | [12 empty] | DurationUnit |  | DurationUnit |  | DurationUnit | ContactIDPick | 2019-07-05 12:24 | 43651.5165 | ShutDownTaskID | No

## 29-Emergency (hidden)
EmergencyTaskID | RegisterIDList | TaskStatus | DocumentIDList | TransmittalIDList | InstallationIDList | SystemIDList | MaterialIDList | ToolIDList | TrainingIDList | PriorTaskList | TaskNumber | TaskName | TaskDescription | TaskDuration | TaskDurationUnit | CreatedBy | CreatedDate | CreatedTime | ReplacesID | Withdrawn
1 |  | JobStatusType | [12 empty] | DurationUnit | ContactIDPick | 2019-07-05 12:24 | 43651.5165 | EmergencyTaskID | No
2 |  | JobStatusType | [12 empty] | DurationUnit | ContactIDPick | 2019-07-05 12:24 | 43651.5165 | EmergencyTaskID | No
3 |  | JobStatusType | [12 empty] | DurationUnit | ContactIDPick | 2019-07-05 12:24 | 43651.5165 | EmergencyTaskID | No
4 |  | JobStatusType | [12 empty] | DurationUnit | ContactIDPick | 2019-07-05 12:24 | 43651.5165 | EmergencyTaskID | No
5 |  | JobStatusType | [12 empty] | DurationUnit | ContactIDPick | 2019-07-05 12:24 | 43651.5165 | EmergencyTaskID | No
6 |  | JobStatusType | [12 empty] | DurationUnit | ContactIDPick | 2019-07-05 12:24 | 43651.5165 | EmergencyTaskID | No
7 |  | JobStatusType | [12 empty] | DurationUnit | ContactIDPick | 2019-07-05 12:24 | 43651.5165 | EmergencyTaskID | No
8 |  | JobStatusType | [12 empty] | DurationUnit | ContactIDPick | 2019-07-05 12:24 | 43651.5165 | EmergencyTaskID | No
9 |  | JobStatusType | [12 empty] | DurationUnit | ContactIDPick | 2019-07-05 12:24 | 43651.5165 | EmergencyTaskID | No
10 |  | JobStatusType | [12 empty] | DurationUnit | ContactIDPick | 2019-07-05 12:24 | 43651.5165 | EmergencyTaskID | No